## BuildingTypeSummary
Fabric |  | NREL 2004 | NREL 2004 | NREL 2004 | NREL 2004 | NREL 2004 | NREL 2004 | NREL 2004 | NREL 2004 | NREL 2004 | NREL 2004 | NREL 2004 | NREL 2004 | NREL 2004 | NREL 2004 | NREL 2004 | NREL 2004
| Building Type | Full Service Restaurant | Hospital | Large Hotel | Large Office | Medium Office | Midrise Apartment | Outpatient | Primary School | Quick Service Rest | Secondary School | Small Hotel | Small Office | Stand-aloneRetail | StripMall | SuperMarket | Warehouse
Exterior walls
| Construction Type | Steel frame wall | Mass wall | Mass wall | Mass wall | Steel frame wall | Steel frame wall | Steel frame wall | Steel frame wall | Wood-Framed | Steel frame wall | Steel frame wall | Mass wall | Mass wall | Steel frame wall | Mass wall | Metal building wall
Roof
| Construction Type | Attic | IEAD | IEAD | IEAD | IEAD | IEAD | IEAD | IEAD | Attic | IEAD | IEAD | Attic | IEAD | IEAD | IEAD | Metal building roof
Foundation
| Foundation Type | Mass Floor | Basement | Basement | Basement | Mass Floor | Mass Floor | Mass Floor | Mass Floor | Mass Floor | Mass Floor | Basement | Basement | Mass Floor | Mass Floor | Mass Floor | Mass Floor
| Construction | 4in slab-on-grade | 4 in slab | 4 in slab w/carpet | 4 in slab w/carpet | 4 in slab w/carpet | 4 in slab w/carpet | 8in slab w/carpet | 4in slab-on-grade | 4in slab-on-grade | 4 in slab w/carpet | 4 in slab w/carpet | 4 in slab w/carpet | 4in slab-on-grade | 4in slab-on-grade | 4in slab-on-grade | 8in slab-on-grade
Interior Partitions
| Construction | 2x4 steel-frame with gypsum board | 2x4 steel-frame with gypsum board | 2x4 steel-frame with gypsum board | 2x4 steel-frame with gypsum board | 2x4 steel-frame with gypsum board | 2x4 steel-frame with gypsum board | 2x4 steel-frame with gypsum board | 2x4 steel-frame with gypsum board | 2x4 steel-frame with gypsum board | 2x4 steel-frame with gypsum board | 2x4 steel-frame with gypsum board | 2x4 steel-frame with gypsum board | 2x4 steel-frame with gypsum board | 2x4 steel-frame with gypsum board | 2x4 steel-frame with gypsum board | 2x4 steel-frame with gypsum board
Internal Mass
| Construction | 15 cm wood | 15 cm wood | 15 cm wood | 15 cm wood | 15 cm wood | 15 cm wood | 15 cm wood | 15 cm wood | 15 cm wood | 15 cm wood | 15 cm wood | 15 cm wood | 15 cm wood | 15 cm wood | 15 cm wood | 15 cm wood
| Notes | CBECS full service rest uses IEAD instead of Attic | [7 empty] | CBECS quick service rest uses IEAD instead of Attic. Before 1980 uses mass vs. wood frame for wall |  |  | CBECS small office uses IEAD instead of Attic |  |  |  | CBECS (before 1980) uses IEAD instead of metal
Exterior walls
| Steel frame wall | Steel frame 0.4 in. Stucco+5/8 in. gypboard + wall Insulation+5/8 in. Gypboard
Mass wall
Wood-Framed
Metal building wall
Roof
| IEAD | Built-up Roof: Roof membrane+Roof insulation+metal decking
Metal building roof
Attic

## Construction Matrix
[5 empty] | Exterior | [12 empty] | Interior | [7 empty] | Other
[5 empty] | Roof |  |  | Slab (n/c - no carpet , c - carpet) |  |  |  | Exterior Window | Exterior Door | Exterior Wall |  |  |  | Interior Wall | Interior Partition | Interior Floor |  |  | Interior Ceiling | Interior Window | Interior Door | Shading Surface
Template | Com/Res | Climate Number | Climate Letter | Climate City | IEAD | Attic (see int floor for insulation) | Metal | 4 n/c | 4 c | 8 n/c | 8 c | - | - | Mass | Steel Fr | Wood Fr | Metal | - | - | No Carpet | Carpet | Insulated Attic Floor | - | - | - | -
NREL Before-1980 | Commercial | 1 | A | Miami | CBECS Before-1980 ExtRoof IEAD ClimateZone 1-3 | AtticRoof ClimateZone 1-8 |  | ExtSlab 4in ClimateZone 1-8 | ExtSlabCarpet 4in ClimateZone 1-8 | ExtSlab 8in ClimateZone 1-8 | ExtSlabCarpet 8in ClimateZone 1-8 | CBECS Before-1980 ExtWindow ClimateZone 1-4 | Exterior Door | CBECS Before-1980 ExtWall Mass ClimateZone 1-2 | CBECS Before-1980 ExtWall SteelFrame ClimateZone 1-3b |  | CBECS Before-1980 ExtWall Metal ClimateZone 1-2 | Interior Wall | Interior Partition | Interior Floor |  | CBECS Before-1980 ExtRoof AtticFloor ClimateZone 1-3 | Interior Ceiling | Interior Window | Interior Door
NREL Before-1980 | Commercial | 2 | A | Houston | CBECS Before-1980 ExtRoof IEAD ClimateZone 1-3 | AtticRoof ClimateZone 1-8 |  | ExtSlab 4in ClimateZone 1-8 | ExtSlabCarpet 4in ClimateZone 1-8 | ExtSlab 8in ClimateZone 1-8 | ExtSlabCarpet 8in ClimateZone 1-8 | CBECS Before-1980 ExtWindow ClimateZone 1-4 | Exterior Door | CBECS Before-1980 ExtWall Mass ClimateZone 1-2 | CBECS Before-1980 ExtWall SteelFrame ClimateZone 1-3b |  | CBECS Before-1980 ExtWall Metal ClimateZone 1-2 | Interior Wall | Interior Partition | Interior Floor |  | CBECS Before-1980 ExtRoof AtticFloor ClimateZone 1-3 | Interior Ceiling | Interior Window | Interior Door
NREL Before-1980 | Commercial | 2 | B | Phoenix | CBECS Before-1980 ExtRoof IEAD ClimateZone 1-3 | AtticRoof ClimateZone 1-8 |  | ExtSlab 4in ClimateZone 1-8 | ExtSlabCarpet 4in ClimateZone 1-8 | ExtSlab 8in ClimateZone 1-8 | ExtSlabCarpet 8in ClimateZone 1-8 | CBECS Before-1980 ExtWindow ClimateZone 1-4 | Exterior Door | CBECS Before-1980 ExtWall Mass ClimateZone 1-2 | CBECS Before-1980 ExtWall SteelFrame ClimateZone 1-3b |  | CBECS Before-1980 ExtWall Metal ClimateZone 1-2 | Interior Wall | Interior Partition | Interior Floor |  | CBECS Before-1980 ExtRoof AtticFloor ClimateZone 1-3 | Interior Ceiling | Interior Window | Interior Door | `
NREL Before-1980 | Commercial | 3 | A | Atlanta | CBECS Before-1980 ExtRoof IEAD ClimateZone 1-3 | AtticRoof ClimateZone 1-8 |  | ExtSlab 4in ClimateZone 1-8 | ExtSlabCarpet 4in ClimateZone 1-8 | ExtSlab 8in ClimateZone 1-8 | ExtSlabCarpet 8in ClimateZone 1-8 | CBECS Before-1980 ExtWindow ClimateZone 1-4 | Exterior Door | CBECS Before-1980 ExtWall Mass ClimateZone 3a | CBECS Before-1980 ExtWall SteelFrame ClimateZone 1-3b |  | CBECS Before-1980 ExtWall Metal ClimateZone 3a | Interior Wall | Interior Partition | Interior Floor |  | CBECS Before-1980 ExtRoof AtticFloor ClimateZone 1-3 | Interior Ceiling | Interior Window | Interior Door
NREL Before-1980 | Commercial | 3 | B-lax | Los Angeles | CBECS Before-1980 ExtRoof IEAD ClimateZone 1-3 | AtticRoof ClimateZone 1-8 |  | ExtSlab 4in ClimateZone 1-8 | ExtSlabCarpet 4in ClimateZone 1-8 | ExtSlab 8in ClimateZone 1-8 | ExtSlabCarpet 8in ClimateZone 1-8 | CBECS Before-1980 ExtWindow ClimateZone 1-4 | Exterior Door | CBECS Before-1980 ExtWall Mass ClimateZone 3b | CBECS Before-1980 ExtWall SteelFrame ClimateZone 1-3b |  | CBECS Before-1980 ExtWall Metal ClimateZone 3b | Interior Wall | Interior Partition | Interior Floor |  | CBECS Before-1980 ExtRoof AtticFloor ClimateZone 1-3 | Interior Ceiling | Interior Window | Interior Door
NREL Before-1980 | Commercial | 3 | B-las | Las Vegas | CBECS Before-1980 ExtRoof IEAD ClimateZone 1-3 | AtticRoof ClimateZone 1-8 |  | ExtSlab 4in ClimateZone 1-8 | ExtSlabCarpet 4in ClimateZone 1-8 | ExtSlab 8in ClimateZone 1-8 | ExtSlabCarpet 8in ClimateZone 1-8 | CBECS Before-1980 ExtWindow ClimateZone 1-4 | Exterior Door | CBECS Before-1980 ExtWall Mass ClimateZone 3b | CBECS Before-1980 ExtWall SteelFrame ClimateZone 1-3b |  | CBECS Before-1980 ExtWall Metal ClimateZone 3b | Interior Wall | Interior Partition | Interior Floor |  | CBECS Before-1980 ExtRoof AtticFloor ClimateZone 1-3 | Interior Ceiling | Interior Window | Interior Door
NREL Before-1980 | Commercial | 3 | C | San Francisco | CBECS Before-1980 ExtRoof IEAD ClimateZone 1-3 | AtticRoof ClimateZone 1-8 |  | ExtSlab 4in ClimateZone 1-8 | ExtSlabCarpet 4in ClimateZone 1-8 | ExtSlab 8in ClimateZone 1-8 | ExtSlabCarpet 8in ClimateZone 1-8 | CBECS Before-1980 ExtWindow ClimateZone 1-4 | Exterior Door | CBECS Before-1980 ExtWall Mass ClimateZone 3c | CBECS Before-1980 ExtWall SteelFrame ClimateZone 3c |  | CBECS Before-1980 ExtWall Metal ClimateZone 3c | Interior Wall | Interior Partition | Interior Floor |  | CBECS Before-1980 ExtRoof AtticFloor ClimateZone 1-3 | Interior Ceiling | Interior Window | Interior Door
NREL Before-1980 | Commercial | 4 | A | Baltimore | CBECS Before-1980 ExtRoof IEAD ClimateZone 4a | AtticRoof ClimateZone 1-8 |  | ExtSlab 4in ClimateZone 1-8 | ExtSlabCarpet 4in ClimateZone 1-8 | ExtSlab 8in ClimateZone 1-8 | ExtSlabCarpet 8in ClimateZone 1-8 | CBECS Before-1980 ExtWindow ClimateZone 1-4 | Exterior Door | CBECS Before-1980 ExtWall Mass ClimateZone 4a | CBECS Before-1980 ExtWall SteelFrame ClimateZone 4a |  | CBECS Before-1980 ExtWall Metal ClimateZone 4a | Interior Wall | Interior Partition | Interior Floor |  | CBECS Before-1980 ExtRoof AtticFloor ClimateZone 4a | Interior Ceiling | Interior Window | Interior Door
NREL Before-1980 | Commercial | 4 | B | Albuquerque | CBECS Before-1980 ExtRoof IEAD ClimateZone 4b | AtticRoof ClimateZone 1-8 |  | ExtSlab 4in ClimateZone 1-8 | ExtSlabCarpet 4in ClimateZone 1-8 | ExtSlab 8in ClimateZone 1-8 | ExtSlabCarpet 8in ClimateZone 1-8 | CBECS Before-1980 ExtWindow ClimateZone 1-4 | Exterior Door | CBECS Before-1980 ExtWall Mass ClimateZone 4b | CBECS Before-1980 ExtWall SteelFrame ClimateZone 4b |  | CBECS Before-1980 ExtWall Metal ClimateZone 4b | Interior Wall | Interior Partition | Interior Floor |  | CBECS Before-1980 ExtRoof AtticFloor ClimateZone 4b | Interior Ceiling | Interior Window | Interior Door
NREL Before-1980 | Commercial | 4 | C | Seatlle | CBECS Before-1980 ExtRoof IEAD ClimateZone 4c | AtticRoof ClimateZone 1-8 | ` | ExtSlab 4in ClimateZone 1-8 | ExtSlabCarpet 4in ClimateZone 1-8 | ExtSlab 8in ClimateZone 1-8 | ExtSlabCarpet 8in ClimateZone 1-8 | CBECS Before-1980 ExtWindow ClimateZone 1-4 | Exterior Door | CBECS Before-1980 ExtWall Mass ClimateZone 4c | CBECS Before-1980 ExtWall SteelFrame ClimateZone 4c |  | CBECS Before-1980 ExtWall Metal ClimateZone 4c | Interior Wall | Interior Partition | Interior Floor |  | CBECS Before-1980 ExtRoof AtticFloor ClimateZone 4c | Interior Ceiling | Interior Window | Interior Door
NREL Before-1980 | Commercial | 5 | A | Chicago | CBECS Before-1980 ExtRoof IEAD ClimateZone 5a | AtticRoof ClimateZone 1-8 |  | ExtSlab 4in ClimateZone 1-8 | ExtSlabCarpet 4in ClimateZone 1-8 | ExtSlab 8in ClimateZone 1-8 | ExtSlabCarpet 8in ClimateZone 1-8 | CBECS Before-1980 ExtWindow ClimateZone 5-8 | Exterior Door | CBECS Before-1980 ExtWall Mass ClimateZone 5a | CBECS Before-1980 ExtWall SteelFrame ClimateZone 5a |  | CBECS Before-1980 ExtWall Metal ClimateZone 5a | Interior Wall | Interior Partition | Interior Floor |  | CBECS Before-1980 ExtRoof AtticFloor ClimateZone 5a | Interior Ceiling | Interior Window | Interior Door
NREL Before-1980 | Commercial | 5 | B | Denver | CBECS Before-1980 ExtRoof IEAD ClimateZone 5b | AtticRoof ClimateZone 1-8 |  | ExtSlab 4in ClimateZone 1-8 | ExtSlabCarpet 4in ClimateZone 1-8 | ExtSlab 8in ClimateZone 1-8 | ExtSlabCarpet 8in ClimateZone 1-8 | CBECS Before-1980 ExtWindow ClimateZone 5-8 | Exterior Door | CBECS Before-1980 ExtWall Mass ClimateZone 5b | CBECS Before-1980 ExtWall SteelFrame ClimateZone 5b |  | CBECS Before-1980 ExtWall Metal ClimateZone 5b | Interior Wall | Interior Partition | Interior Floor |  | CBECS Before-1980 ExtRoof AtticFloor ClimateZone 5b | Interior Ceiling | Interior Window | Interior Door
NREL Before-1980 | Commercial | 6 | A | Minneapolis | CBECS Before-1980 ExtRoof IEAD ClimateZone 6 | AtticRoof ClimateZone 1-8 |  | ExtSlab 4in ClimateZone 1-8 | ExtSlabCarpet 4in ClimateZone 1-8 | ExtSlab 8in ClimateZone 1-8 | ExtSlabCarpet 8in ClimateZone 1-8 | CBECS Before-1980 ExtWindow ClimateZone 5-8 | Exterior Door | CBECS Before-1980 ExtWall Mass ClimateZone 6 | CBECS Before-1980 ExtWall SteelFrame ClimateZone 6 |  | CBECS Before-1980 ExtWall Metal ClimateZone 6 | Interior Wall | Interior Partition | Interior Floor |  | CBECS Before-1980 ExtRoof AtticFloor ClimateZone 6 | Interior Ceiling | Interior Window | Interior Door
NREL Before-1980 | Commercial | 6 | B | Helena | CBECS Before-1980 ExtRoof IEAD ClimateZone 6 | AtticRoof ClimateZone 1-8 |  | ExtSlab 4in ClimateZone 1-8 | ExtSlabCarpet 4in ClimateZone 1-8 | ExtSlab 8in ClimateZone 1-8 | ExtSlabCarpet 8in ClimateZone 1-8 | CBECS Before-1980 ExtWindow ClimateZone 5-8 | Exterior Door | CBECS Before-1980 ExtWall Mass ClimateZone 6 | CBECS Before-1980 ExtWall SteelFrame ClimateZone 6 |  | CBECS Before-1980 ExtWall Metal ClimateZone 6 | Interior Wall | Interior Partition | Interior Floor |  | CBECS Before-1980 ExtRoof AtticFloor ClimateZone 6 | Interior Ceiling | Interior Window | Interior Door
NREL Before-1980 | Commercial | 7 |  | Duluth | CBECS Before-1980 ExtRoof IEAD ClimateZone 7 | AtticRoof ClimateZone 1-8 |  | ExtSlab 4in ClimateZone 1-8 | ExtSlabCarpet 4in ClimateZone 1-8 | ExtSlab 8in ClimateZone 1-8 | ExtSlabCarpet 8in ClimateZone 1-8 | CBECS Before-1980 ExtWindow ClimateZone 5-8 | Exterior Door | CBECS Before-1980 ExtWall Mass ClimateZone 7 | CBECS Before-1980 ExtWall SteelFrame ClimateZone 7 |  | CBECS Before-1980 ExtWall Metal ClimateZone 7 | Interior Wall | Interior Partition | Interior Floor |  | CBECS Before-1980 ExtRoof AtticFloor ClimateZone 7 | Interior Ceiling | Interior Window | Interior Door
NREL Before-1980 | Commercial | 8 |  | Fairbanks | CBECS Before-1980 ExtRoof IEAD ClimateZone 8 | AtticRoof ClimateZone 1-8 |  | ExtSlab 4in ClimateZone 1-8 | ExtSlabCarpet 4in ClimateZone 1-8 | ExtSlab 8in ClimateZone 1-8 | ExtSlabCarpet 8in ClimateZone 1-8 | CBECS Before-1980 ExtWindow ClimateZone 5-8 | Exterior Door | CBECS Before-1980 ExtWall Mass ClimateZone 8 | CBECS Before-1980 ExtWall SteelFrame ClimateZone 8 |  | CBECS Before-1980 ExtWall Metal ClimateZone 8 | Interior Wall | Interior Partition | Interior Floor |  | CBECS Before-1980 ExtRoof AtticFloor ClimateZone 8 | Interior Ceiling | Interior Window | Interior Door
NREL Before-1980 | Residential | 1 | A | Miami | CBECS Before-1980 ExtRoof IEAD ClimateZone 1-3 |  |  | ExtSlab 4in ClimateZone 1-8 | ExtSlabCarpet 4in ClimateZone 1-8 | ExtSlab 8in ClimateZone 1-8 | ExtSlabCarpet 8in ClimateZone 1-8 | CBECS Before-1980 ExtWindow ClimateZone 1-4 | Exterior Door | CBECS Before-1980 ExtWall Mass ClimateZone 1-2 | CBECS Before-1980 ExtWall SteelFrame ClimateZone 1-3b |  |  | Interior Wall | Interior Partition | Interior Floor |  |  | Interior Ceiling | Interior Window | Interior Door
NREL Before-1980 | Residential | 2 | A | Houston | CBECS Before-1980 ExtRoof IEAD ClimateZone 1-3 |  |  | ExtSlab 4in ClimateZone 1-8 | ExtSlabCarpet 4in ClimateZone 1-8 | ExtSlab 8in ClimateZone 1-8 | ExtSlabCarpet 8in ClimateZone 1-8 | CBECS Before-1980 ExtWindow ClimateZone 1-4 | Exterior Door | CBECS Before-1980 ExtWall Mass ClimateZone 1-2 | CBECS Before-1980 ExtWall SteelFrame ClimateZone 1-3b |  |  | Interior Wall | Interior Partition | Interior Floor |  |  | Interior Ceiling | Interior Window | Interior Door
NREL Before-1980 | Residential | 2 | B | Phoenix | CBECS Before-1980 ExtRoof IEAD ClimateZone 1-3 |  |  | ExtSlab 4in ClimateZone 1-8 | ExtSlabCarpet 4in ClimateZone 1-8 | ExtSlab 8in ClimateZone 1-8 | ExtSlabCarpet 8in ClimateZone 1-8 | CBECS Before-1980 ExtWindow ClimateZone 1-4 | Exterior Door | CBECS Before-1980 ExtWall Mass ClimateZone 1-2 | CBECS Before-1980 ExtWall SteelFrame ClimateZone 1-3b |  |  | Interior Wall | Interior Partition | Interior Floor |  |  | Interior Ceiling | Interior Window | Interior Door
NREL Before-1980 | Residential | 3 | A | Atlanta | CBECS Before-1980 ExtRoof IEAD ClimateZone 1-3 |  |  | ExtSlab 4in ClimateZone 1-8 | ExtSlabCarpet 4in ClimateZone 1-8 | ExtSlab 8in ClimateZone 1-8 | ExtSlabCarpet 8in ClimateZone 1-8 | CBECS Before-1980 ExtWindow ClimateZone 1-4 | Exterior Door | CBECS Before-1980 ExtWall Mass ClimateZone 3a | CBECS Before-1980 ExtWall SteelFrame ClimateZone 1-3b |  |  | Interior Wall | Interior Partition | Interior Floor |  |  | Interior Ceiling | Interior Window | Interior Door
NREL Before-1980 | Residential | 3 | B-lax | Los Angeles | CBECS Before-1980 ExtRoof IEAD ClimateZone 1-3 |  |  | ExtSlab 4in ClimateZone 1-8 | ExtSlabCarpet 4in ClimateZone 1-8 | ExtSlab 8in ClimateZone 1-8 | ExtSlabCarpet 8in ClimateZone 1-8 | CBECS Before-1980 ExtWindow ClimateZone 1-4 | Exterior Door | CBECS Before-1980 ExtWall Mass ClimateZone 3b | CBECS Before-1980 ExtWall SteelFrame ClimateZone 1-3b |  |  | Interior Wall | Interior Partition | Interior Floor |  |  | Interior Ceiling | Interior Window | Interior Door
NREL Before-1980 | Residential | 3 | B-las | Las Vegas | CBECS Before-1980 ExtRoof IEAD ClimateZone 1-3 |  |  | ExtSlab 4in ClimateZone 1-8 | ExtSlabCarpet 4in ClimateZone 1-8 | ExtSlab 8in ClimateZone 1-8 | ExtSlabCarpet 8in ClimateZone 1-8 | CBECS Before-1980 ExtWindow ClimateZone 1-4 | Exterior Door | CBECS Before-1980 ExtWall Mass ClimateZone 3b | CBECS Before-1980 ExtWall SteelFrame ClimateZone 1-3b |  |  | Interior Wall | Interior Partition | Interior Floor |  |  | Interior Ceiling | Interior Window | Interior Door
NREL Before-1980 | Residential | 3 | C | San Francisco | CBECS Before-1980 ExtRoof IEAD ClimateZone 1-3 |  |  | ExtSlab 4in ClimateZone 1-8 | ExtSlabCarpet 4in ClimateZone 1-8 | ExtSlab 8in ClimateZone 1-8 | ExtSlabCarpet 8in ClimateZone 1-8 | CBECS Before-1980 ExtWindow ClimateZone 1-4 | Exterior Door | CBECS Before-1980 ExtWall Mass ClimateZone 3c | CBECS Before-1980 ExtWall SteelFrame ClimateZone 3c |  |  | Interior Wall | Interior Partition | Interior Floor |  |  | Interior Ceiling | Interior Window | Interior Door
NREL Before-1980 | Residential | 4 | A | Baltimore | CBECS Before-1980 ExtRoof IEAD ClimateZone 4a |  |  | ExtSlab 4in ClimateZone 1-8 | ExtSlabCarpet 4in ClimateZone 1-8 | ExtSlab 8in ClimateZone 1-8 | ExtSlabCarpet 8in ClimateZone 1-8 | CBECS Before-1980 ExtWindow ClimateZone 1-4 | Exterior Door | CBECS Before-1980 ExtWall Mass ClimateZone 4a | CBECS Before-1980 ExtWall SteelFrame ClimateZone 4a |  |  | Interior Wall | Interior Partition | Interior Floor |  |  | Interior Ceiling | Interior Window | Interior Door
NREL Before-1980 | Residential | 4 | B | Albuquerque | CBECS Before-1980 ExtRoof IEAD ClimateZone 4b |  |  | ExtSlab 4in ClimateZone 1-8 | ExtSlabCarpet 4in ClimateZone 1-8 | ExtSlab 8in ClimateZone 1-8 | ExtSlabCarpet 8in ClimateZone 1-8 | CBECS Before-1980 ExtWindow ClimateZone 1-4 | Exterior Door | CBECS Before-1980 ExtWall Mass ClimateZone 4b | CBECS Before-1980 ExtWall SteelFrame ClimateZone 4b |  |  | Interior Wall | Interior Partition | Interior Floor |  |  | Interior Ceiling | Interior Window | Interior Door
NREL Before-1980 | Residential | 4 | C | Seatlle | CBECS Before-1980 ExtRoof IEAD ClimateZone 4c |  |  | ExtSlab 4in ClimateZone 1-8 | ExtSlabCarpet 4in ClimateZone 1-8 | ExtSlab 8in ClimateZone 1-8 | ExtSlabCarpet 8in ClimateZone 1-8 | CBECS Before-1980 ExtWindow ClimateZone 1-4 | Exterior Door | CBECS Before-1980 ExtWall Mass ClimateZone 4c | CBECS Before-1980 ExtWall SteelFrame ClimateZone 4c |  |  | Interior Wall | Interior Partition | Interior Floor |  |  | Interior Ceiling | Interior Window | Interior Door
NREL Before-1980 | Residential | 5 | A | Chicago | CBECS Before-1980 ExtRoof IEAD ClimateZone 5a |  |  | ExtSlab 4in ClimateZone 1-8 | ExtSlabCarpet 4in ClimateZone 1-8 | ExtSlab 8in ClimateZone 1-8 | ExtSlabCarpet 8in ClimateZone 1-8 | CBECS Before-1980 ExtWindow ClimateZone 5-8 | Exterior Door | CBECS Before-1980 ExtWall Mass ClimateZone 5a | CBECS Before-1980 ExtWall SteelFrame ClimateZone 5a |  |  | Interior Wall | Interior Partition | Interior Floor |  |  | Interior Ceiling | Interior Window | Interior Door
NREL Before-1980 | Residential | 5 | B | Denver | CBECS Before-1980 ExtRoof IEAD ClimateZone 5b |  |  | ExtSlab 4in ClimateZone 1-8 | ExtSlabCarpet 4in ClimateZone 1-8 | ExtSlab 8in ClimateZone 1-8 | ExtSlabCarpet 8in ClimateZone 1-8 | CBECS Before-1980 ExtWindow ClimateZone 5-8 | Exterior Door | CBECS Before-1980 ExtWall Mass ClimateZone 5b | CBECS Before-1980 ExtWall SteelFrame ClimateZone 5b |  |  | Interior Wall | Interior Partition | Interior Floor |  |  | Interior Ceiling | Interior Window | Interior Door
NREL Before-1980 | Residential | 6 | A | Minneapolis | CBECS Before-1980 ExtRoof IEAD ClimateZone 6 |  |  | ExtSlab 4in ClimateZone 1-8 | ExtSlabCarpet 4in ClimateZone 1-8 | ExtSlab 8in ClimateZone 1-8 | ExtSlabCarpet 8in ClimateZone 1-8 | CBECS Before-1980 ExtWindow ClimateZone 5-8 | Exterior Door | CBECS Before-1980 ExtWall Mass ClimateZone 6 | CBECS Before-1980 ExtWall SteelFrame ClimateZone 6 |  |  | Interior Wall | Interior Partition | Interior Floor |  |  | Interior Ceiling | Interior Window | Interior Door
NREL Before-1980 | Residential | 6 | B | Helena | CBECS Before-1980 ExtRoof IEAD ClimateZone 6 |  |  | ExtSlab 4in ClimateZone 1-8 | ExtSlabCarpet 4in ClimateZone 1-8 | ExtSlab 8in ClimateZone 1-8 | ExtSlabCarpet 8in ClimateZone 1-8 | CBECS Before-1980 ExtWindow ClimateZone 5-8 | Exterior Door | CBECS Before-1980 ExtWall Mass ClimateZone 6 | CBECS Before-1980 ExtWall SteelFrame ClimateZone 6 |  |  | Interior Wall | Interior Partition | Interior Floor |  |  | Interior Ceiling | Interior Window | Interior Door
NREL Before-1980 | Residential | 7 |  | Duluth | CBECS Before-1980 ExtRoof IEAD ClimateZone 7 |  |  | ExtSlab 4in ClimateZone 1-8 | ExtSlabCarpet 4in ClimateZone 1-8 | ExtSlab 8in ClimateZone 1-8 | ExtSlabCarpet 8in ClimateZone 1-8 | CBECS Before-1980 ExtWindow ClimateZone 5-8 | Exterior Door | CBECS Before-1980 ExtWall Mass ClimateZone 7 | CBECS Before-1980 ExtWall SteelFrame ClimateZone 7 |  |  | Interior Wall | Interior Partition | Interior Floor |  |  | Interior Ceiling | Interior Window | Interior Door
NREL Before-1980 | Residential | 8 |  | Fairbanks | CBECS Before-1980 ExtRoof IEAD ClimateZone 8 |  |  | ExtSlab 4in ClimateZone 1-8 | ExtSlabCarpet 4in ClimateZone 1-8 | ExtSlab 8in ClimateZone 1-8 | ExtSlabCarpet 8in ClimateZone 1-8 | CBECS Before-1980 ExtWindow ClimateZone 5-8 | Exterior Door | CBECS Before-1980 ExtWall Mass ClimateZone 8 | CBECS Before-1980 ExtWall SteelFrame ClimateZone 8 |  |  | Interior Wall | Interior Partition | Interior Floor |  |  | Interior Ceiling | Interior Window | Interior Door
NREL 2009 | Commercial | 1 | A | Miami | ASHRAE 189.1-2009 ExtRoof IEAD ClimateZone 1 | AtticRoof ClimateZone 1-8 | ASHRAE 189.1-2009 ExtRoof Metal ClimateZone 1 | ExtSlab 4in ClimateZone 1-8 | ExtSlabCarpet 4in ClimateZone 1-8 | ExtSlab 8in ClimateZone 1-8 | ExtSlabCarpet 8in ClimateZone 1-8 | ASHRAE 189.1-2009 ExtWindow ClimateZone 1 | Exterior Door | ASHRAE 189.1-2009 ExtWall Mass ClimateZone 1 | ASHRAE 189.1-2009 ExtWall SteelFrame ClimateZone 1-3 | ASHRAE 189.1-2009 ExtWall WoodFrame ClimateZone 1-4 | ASHRAE 189.1-2009 ExtWall Metal ClimateZone 1-3 | Interior Wall | Interior Partition | Interior Floor |  | ASHRAE 189.1-2009 AtticFloor ClimateZone 1-8 | Interior Ceiling | Interior Window | Interior Door
NREL 2009 | Commercial | 2 | A | Houston | ASHRAE 189.1-2009 ExtRoof IEAD ClimateZone 2-5 | AtticRoof ClimateZone 1-8 | ASHRAE 189.1-2009 ExtRoof Metal ClimateZone 2-5 | ExtSlab 4in ClimateZone 1-8 | ExtSlabCarpet 4in ClimateZone 1-8 | ExtSlab 8in ClimateZone 1-8 | ExtSlabCarpet 8in ClimateZone 1-8 | ASHRAE 189.1-2009 ExtWindow ClimateZone 2 | Exterior Door | ASHRAE 189.1-2009 ExtWall Mass ClimateZone 2 | ASHRAE 189.1-2009 ExtWall SteelFrame ClimateZone 1-3 | ASHRAE 189.1-2009 ExtWall WoodFrame ClimateZone 1-4 | ASHRAE 189.1-2009 ExtWall Metal ClimateZone 1-3 | Interior Wall | Interior Partition | Interior Floor |  | ASHRAE 189.1-2009 AtticFloor ClimateZone 1-8 | Interior Ceiling | Interior Window | Interior Door
NREL 2009 | Commercial | 2 | B | Phoenix | ASHRAE 189.1-2009 ExtRoof IEAD ClimateZone 2-5 | AtticRoof ClimateZone 1-8 | ASHRAE 189.1-2009 ExtRoof Metal ClimateZone 2-5 | ExtSlab 4in ClimateZone 1-8 | ExtSlabCarpet 4in ClimateZone 1-8 | ExtSlab 8in ClimateZone 1-8 | ExtSlabCarpet 8in ClimateZone 1-8 | ASHRAE 189.1-2009 ExtWindow ClimateZone 2 | Exterior Door | ASHRAE 189.1-2009 ExtWall Mass ClimateZone 2 | ASHRAE 189.1-2009 ExtWall SteelFrame ClimateZone 1-3 | ASHRAE 189.1-2009 ExtWall WoodFrame ClimateZone 1-4 | ASHRAE 189.1-2009 ExtWall Metal ClimateZone 1-3 | Interior Wall | Interior Partition | Interior Floor |  | ASHRAE 189.1-2009 AtticFloor ClimateZone 1-8 | Interior Ceiling | Interior Window | Interior Door
NREL 2009 | Commercial | 3 | A | Atlanta | ASHRAE 189.1-2009 ExtRoof IEAD ClimateZone 2-5 | AtticRoof ClimateZone 1-8 | ASHRAE 189.1-2009 ExtRoof Metal ClimateZone 2-5 | ExtSlab 4in ClimateZone 1-8 | ExtSlabCarpet 4in ClimateZone 1-8 | ExtSlab 8in ClimateZone 1-8 | ExtSlabCarpet 8in ClimateZone 1-8 | ASHRAE 189.1-2009 ExtWindow ClimateZone 3 | Exterior Door | ASHRAE 189.1-2009 ExtWall Mass ClimateZone 3 | ASHRAE 189.1-2009 ExtWall SteelFrame ClimateZone 1-3 | ASHRAE 189.1-2009 ExtWall WoodFrame ClimateZone 1-4 | ASHRAE 189.1-2009 ExtWall Metal ClimateZone 1-3 | Interior Wall | Interior Partition | Interior Floor |  | ASHRAE 189.1-2009 AtticFloor ClimateZone 1-8 | Interior Ceiling | Interior Window | Interior Door
NREL 2009 | Commercial | 3 | B-lax | Los Angeles | ASHRAE 189.1-2009 ExtRoof IEAD ClimateZone 2-5 | AtticRoof ClimateZone 1-8 | ASHRAE 189.1-2009 ExtRoof Metal ClimateZone 2-5 | ExtSlab 4in ClimateZone 1-8 | ExtSlabCarpet 4in ClimateZone 1-8 | ExtSlab 8in ClimateZone 1-8 | ExtSlabCarpet 8in ClimateZone 1-8 | ASHRAE 189.1-2009 ExtWindow ClimateZone 3 | Exterior Door | ASHRAE 189.1-2009 ExtWall Mass ClimateZone 3 | ASHRAE 189.1-2009 ExtWall SteelFrame ClimateZone 1-3 | ASHRAE 189.1-2009 ExtWall WoodFrame ClimateZone 1-4 | ASHRAE 189.1-2009 ExtWall Metal ClimateZone 1-3 | Interior Wall | Interior Partition | Interior Floor |  | ASHRAE 189.1-2009 AtticFloor ClimateZone 1-8 | Interior Ceiling | Interior Window | Interior Door
NREL 2009 | Commercial | 3 | B-las | Las Vegas | ASHRAE 189.1-2009 ExtRoof IEAD ClimateZone 2-5 | AtticRoof ClimateZone 1-8 | ASHRAE 189.1-2009 ExtRoof Metal ClimateZone 2-5 | ExtSlab 4in ClimateZone 1-8 | ExtSlabCarpet 4in ClimateZone 1-8 | ExtSlab 8in ClimateZone 1-8 | ExtSlabCarpet 8in ClimateZone 1-8 | ASHRAE 189.1-2009 ExtWindow ClimateZone 3 | Exterior Door | ASHRAE 189.1-2009 ExtWall Mass ClimateZone 3 | ASHRAE 189.1-2009 ExtWall SteelFrame ClimateZone 1-3 | ASHRAE 189.1-2009 ExtWall WoodFrame ClimateZone 1-4 | ASHRAE 189.1-2009 ExtWall Metal ClimateZone 1-3 | Interior Wall | Interior Partition | Interior Floor |  | ASHRAE 189.1-2009 AtticFloor ClimateZone 1-8 | Interior Ceiling | Interior Window | Interior Door
NREL 2009 | Commercial | 3 | C | San Francisco | ASHRAE 189.1-2009 ExtRoof IEAD ClimateZone 2-5 | AtticRoof ClimateZone 1-8 | ASHRAE 189.1-2009 ExtRoof Metal ClimateZone 2-5 | ExtSlab 4in ClimateZone 1-8 | ExtSlabCarpet 4in ClimateZone 1-8 | ExtSlab 8in ClimateZone 1-8 | ExtSlabCarpet 8in ClimateZone 1-8 | ASHRAE 189.1-2009 ExtWindow ClimateZone 3 | Exterior Door | ASHRAE 189.1-2009 ExtWall Mass ClimateZone 3 | ASHRAE 189.1-2009 ExtWall SteelFrame ClimateZone 1-3 | ASHRAE 189.1-2009 ExtWall WoodFrame ClimateZone 1-4 | ASHRAE 189.1-2009 ExtWall Metal ClimateZone 1-3 | Interior Wall | Interior Partition | Interior Floor |  | ASHRAE 189.1-2009 AtticFloor ClimateZone 1-8 | Interior Ceiling | Interior Window | Interior Door
NREL 2009 | Commercial | 4 | A | Baltimore | ASHRAE 189.1-2009 ExtRoof IEAD ClimateZone 2-5 | AtticRoof ClimateZone 1-8 | ASHRAE 189.1-2009 ExtRoof Metal ClimateZone 2-5 | ExtSlab 4in ClimateZone 1-8 | ExtSlabCarpet 4in ClimateZone 1-8 | ExtSlab 8in ClimateZone 1-8 | ExtSlabCarpet 8in ClimateZone 1-8 | ASHRAE 189.1-2009 ExtWindow ClimateZone 4-5 | Exterior Door | ASHRAE 189.1-2009 ExtWall Mass ClimateZone 4 | ASHRAE 189.1-2009 ExtWall SteelFrame ClimateZone 4-8 | ASHRAE 189.1-2009 ExtWall WoodFrame ClimateZone 1-4 | ASHRAE 189.1-2009 ExtWall Metal ClimateZone 4-8 | Interior Wall | Interior Partition | Interior Floor |  | ASHRAE 189.1-2009 AtticFloor ClimateZone 1-8 | Interior Ceiling | Interior Window | Interior Door
NREL 2009 | Commercial | 4 | B | Albuquerque | ASHRAE 189.1-2009 ExtRoof IEAD ClimateZone 2-5 | AtticRoof ClimateZone 1-8 | ASHRAE 189.1-2009 ExtRoof Metal ClimateZone 2-5 | ExtSlab 4in ClimateZone 1-8 | ExtSlabCarpet 4in ClimateZone 1-8 | ExtSlab 8in ClimateZone 1-8 | ExtSlabCarpet 8in ClimateZone 1-8 | ASHRAE 189.1-2009 ExtWindow ClimateZone 4-5 | Exterior Door | ASHRAE 189.1-2009 ExtWall Mass ClimateZone 4 | ASHRAE 189.1-2009 ExtWall SteelFrame ClimateZone 4-8 | ASHRAE 189.1-2009 ExtWall WoodFrame ClimateZone 1-4 | ASHRAE 189.1-2009 ExtWall Metal ClimateZone 4-8 | Interior Wall | Interior Partition | Interior Floor |  | ASHRAE 189.1-2009 AtticFloor ClimateZone 1-8 | Interior Ceiling | Interior Window | Interior Door
NREL 2009 | Commercial | 4 | C | Seatlle | ASHRAE 189.1-2009 ExtRoof IEAD ClimateZone 2-5 | AtticRoof ClimateZone 1-8 | ASHRAE 189.1-2009 ExtRoof Metal ClimateZone 2-5 | ExtSlab 4in ClimateZone 1-8 | ExtSlabCarpet 4in ClimateZone 1-8 | ExtSlab 8in ClimateZone 1-8 | ExtSlabCarpet 8in ClimateZone 1-8 | ASHRAE 189.1-2009 ExtWindow ClimateZone 4-5 | Exterior Door | ASHRAE 189.1-2009 ExtWall Mass ClimateZone 4 | ASHRAE 189.1-2009 ExtWall SteelFrame ClimateZone 4-8 | ASHRAE 189.1-2009 ExtWall WoodFrame ClimateZone 1-4 | ASHRAE 189.1-2009 ExtWall Metal ClimateZone 4-8 | Interior Wall | Interior Partition | Interior Floor |  | ASHRAE 189.1-2009 AtticFloor ClimateZone 1-8 | Interior Ceiling | Interior Window | Interior Door
NREL 2009 | Commercial | 5 | A | Chicago | ASHRAE 189.1-2009 ExtRoof IEAD ClimateZone 2-5 | AtticRoof ClimateZone 1-8 | ASHRAE 189.1-2009 ExtRoof Metal ClimateZone 2-5 | ExtSlab 4in ClimateZone 1-8 | ExtSlabCarpet 4in ClimateZone 1-8 | ExtSlab 8in ClimateZone 1-8 | ExtSlabCarpet 8in ClimateZone 1-8 | ASHRAE 189.1-2009 ExtWindow ClimateZone 4-5 | Exterior Door | ASHRAE 189.1-2009 ExtWall Mass ClimateZone 5 | ASHRAE 189.1-2009 ExtWall SteelFrame ClimateZone 4-8 | ASHRAE 189.1-2009 ExtWall WoodFrame ClimateZone 5 | ASHRAE 189.1-2009 ExtWall Metal ClimateZone 4-8 | Interior Wall | Interior Partition | Interior Floor |  | ASHRAE 189.1-2009 AtticFloor ClimateZone 1-8 | Interior Ceiling | Interior Window | Interior Door
NREL 2009 | Commercial | 5 | B | Denver | ASHRAE 189.1-2009 ExtRoof IEAD ClimateZone 2-5 | AtticRoof ClimateZone 1-8 | ASHRAE 189.1-2009 ExtRoof Metal ClimateZone 2-5 | ExtSlab 4in ClimateZone 1-8 | ExtSlabCarpet 4in ClimateZone 1-8 | ExtSlab 8in ClimateZone 1-8 | ExtSlabCarpet 8in ClimateZone 1-8 | ASHRAE 189.1-2009 ExtWindow ClimateZone 4-5 | Exterior Door | ASHRAE 189.1-2009 ExtWall Mass ClimateZone 5 | ASHRAE 189.1-2009 ExtWall SteelFrame ClimateZone 4-8 | ASHRAE 189.1-2009 ExtWall WoodFrame ClimateZone 5 | ASHRAE 189.1-2009 ExtWall Metal ClimateZone 4-8 | Interior Wall | Interior Partition | Interior Floor |  | ASHRAE 189.1-2009 AtticFloor ClimateZone 1-8 | Interior Ceiling | Interior Window | Interior Door
NREL 2009 | Commercial | 6 | A | Minneapolis | ASHRAE 189.1-2009 ExtRoof IEAD ClimateZone 6 | AtticRoof ClimateZone 1-8 | ASHRAE 189.1-2009 ExtRoof Metal ClimateZone 6 | ExtSlab 4in ClimateZone 1-8 | ExtSlabCarpet 4in ClimateZone 1-8 | ExtSlab 8in ClimateZone 1-8 | ExtSlabCarpet 8in ClimateZone 1-8 | ASHRAE 189.1-2009 ExtWindow ClimateZone 6 | Exterior Door | ASHRAE 189.1-2009 ExtWall Mass ClimateZone 6 | ASHRAE 189.1-2009 ExtWall SteelFrame ClimateZone 4-8 | ASHRAE 189.1-2009 ExtWall WoodFrame ClimateZone 6-8 | ASHRAE 189.1-2009 ExtWall Metal ClimateZone 4-8 | Interior Wall | Interior Partition | Interior Floor |  | ASHRAE 189.1-2009 AtticFloor ClimateZone 1-8 | Interior Ceiling | Interior Window | Interior Door
NREL 2009 | Commercial | 6 | B | Helena | ASHRAE 189.1-2009 ExtRoof IEAD ClimateZone 6 | AtticRoof ClimateZone 1-8 | ASHRAE 189.1-2009 ExtRoof Metal ClimateZone 6 | ExtSlab 4in ClimateZone 1-8 | ExtSlabCarpet 4in ClimateZone 1-8 | ExtSlab 8in ClimateZone 1-8 | ExtSlabCarpet 8in ClimateZone 1-8 | ASHRAE 189.1-2009 ExtWindow ClimateZone 6 | Exterior Door | ASHRAE 189.1-2009 ExtWall Mass ClimateZone 6 | ASHRAE 189.1-2009 ExtWall SteelFrame ClimateZone 4-8 | ASHRAE 189.1-2009 ExtWall WoodFrame ClimateZone 6-8 | ASHRAE 189.1-2009 ExtWall Metal ClimateZone 4-8 | Interior Wall | Interior Partition | Interior Floor |  | ASHRAE 189.1-2009 AtticFloor ClimateZone 1-8 | Interior Ceiling | Interior Window | Interior Door
NREL 2009 | Commercial | 7 |  | Duluth | ASHRAE 189.1-2009 ExtRoof IEAD ClimateZone 7-8 | AtticRoof ClimateZone 1-8 | ASHRAE 189.1-2009 ExtRoof Metal ClimateZone 7-8 | ExtSlab 4in ClimateZone 1-8 | ExtSlabCarpet 4in ClimateZone 1-8 | ExtSlab 8in ClimateZone 1-8 | ExtSlabCarpet 8in ClimateZone 1-8 | ASHRAE 189.1-2009 ExtWindow ClimateZone 7-8 | Exterior Door | ASHRAE 189.1-2009 ExtWall Mass ClimateZone 7-8 | ASHRAE 189.1-2009 ExtWall SteelFrame ClimateZone 4-8 | ASHRAE 189.1-2009 ExtWall WoodFrame ClimateZone 6-8 | ASHRAE 189.1-2009 ExtWall Metal ClimateZone 4-8 | Interior Wall | Interior Partition | Interior Floor |  | ASHRAE 189.1-2009 AtticFloor ClimateZone 1-8 | Interior Ceiling | Interior Window | Interior Door
NREL 2009 | Commercial | 8 |  | Fairbanks | ASHRAE 189.1-2009 ExtRoof IEAD ClimateZone 7-8 | AtticRoof ClimateZone 1-8 | ASHRAE 189.1-2009 ExtRoof Metal ClimateZone 7-8 | ExtSlab 4in ClimateZone 1-8 | ExtSlabCarpet 4in ClimateZone 1-8 | ExtSlab 8in ClimateZone 1-8 | ExtSlabCarpet 8in ClimateZone 1-8 | ASHRAE 189.1-2009 ExtWindow ClimateZone 7-8 | Exterior Door | ASHRAE 189.1-2009 ExtWall Mass ClimateZone 7-8 | ASHRAE 189.1-2009 ExtWall SteelFrame ClimateZone 4-8 | ASHRAE 189.1-2009 ExtWall WoodFrame ClimateZone 6-8 | ASHRAE 189.1-2009 ExtWall Metal ClimateZone 4-8 | Interior Wall | Interior Partition | Interior Floor |  | ASHRAE 189.1-2009 AtticFloor ClimateZone 1-8 | Interior Ceiling | Interior Window | Interior Door
NREL 2009 | Residential | 1 | A | Miami | ASHRAE 189.1-2009 ExtRoof IEAD ClimateZone 1 |  |  | ExtSlab 4in ClimateZone 1-8 | ExtSlabCarpet 4in ClimateZone 1-8 | ExtSlab 8in ClimateZone 1-8 | ExtSlabCarpet 8in ClimateZone 1-8 | ASHRAE 189.1-2009 ExtWindow ClimateZone 1 | Exterior Door | ASHRAE 189.1-2009 ExtWall Mass ClimateZone alt-res 1 | ASHRAE 189.1-2009 ExtWall SteelFrame ClimateZone 1-3 |  |  | Interior Wall | Interior Partition | Interior Floor |  |  | Interior Ceiling | Interior Window | Interior Door
NREL 2009 | Residential | 2 | A | Houston | ASHRAE 189.1-2009 ExtRoof IEAD ClimateZone 2-5 |  |  | ExtSlab 4in ClimateZone 1-8 | ExtSlabCarpet 4in ClimateZone 1-8 | ExtSlab 8in ClimateZone 1-8 | ExtSlabCarpet 8in ClimateZone 1-8 | ASHRAE 189.1-2009 ExtWindow ClimateZone 2 | Exterior Door | ASHRAE 189.1-2009 ExtWall Mass ClimateZone alt-res 2 | ASHRAE 189.1-2009 ExtWall SteelFrame ClimateZone 1-3 |  |  | Interior Wall | Interior Partition | Interior Floor |  |  | Interior Ceiling | Interior Window | Interior Door
NREL 2009 | Residential | 2 | B | Phoenix | ASHRAE 189.1-2009 ExtRoof IEAD ClimateZone 2-5 |  |  | ExtSlab 4in ClimateZone 1-8 | ExtSlabCarpet 4in ClimateZone 1-8 | ExtSlab 8in ClimateZone 1-8 | ExtSlabCarpet 8in ClimateZone 1-8 | ASHRAE 189.1-2009 ExtWindow ClimateZone 2 | Exterior Door | ASHRAE 189.1-2009 ExtWall Mass ClimateZone alt-res 2 | ASHRAE 189.1-2009 ExtWall SteelFrame ClimateZone 1-3 |  |  | Interior Wall | Interior Partition | Interior Floor |  |  | Interior Ceiling | Interior Window | Interior Door
NREL 2009 | Residential | 3 | A | Atlanta | ASHRAE 189.1-2009 ExtRoof IEAD ClimateZone 2-5 |  |  | ExtSlab 4in ClimateZone 1-8 | ExtSlabCarpet 4in ClimateZone 1-8 | ExtSlab 8in ClimateZone 1-8 | ExtSlabCarpet 8in ClimateZone 1-8 | ASHRAE 189.1-2009 ExtWindow ClimateZone 3 | Exterior Door | ASHRAE 189.1-2009 ExtWall Mass ClimateZone alt-res 3 | ASHRAE 189.1-2009 ExtWall SteelFrame ClimateZone 1-3 |  |  | Interior Wall | Interior Partition | Interior Floor |  |  | Interior Ceiling | Interior Window | Interior Door
NREL 2009 | Residential | 3 | B-lax | Los Angeles | ASHRAE 189.1-2009 ExtRoof IEAD ClimateZone 2-5 |  |  | ExtSlab 4in ClimateZone 1-8 | ExtSlabCarpet 4in ClimateZone 1-8 | ExtSlab 8in ClimateZone 1-8 | ExtSlabCarpet 8in ClimateZone 1-8 | ASHRAE 189.1-2009 ExtWindow ClimateZone 3 | Exterior Door | ASHRAE 189.1-2009 ExtWall Mass ClimateZone alt-res 3 | ASHRAE 189.1-2009 ExtWall SteelFrame ClimateZone 1-3 |  |  | Interior Wall | Interior Partition | Interior Floor |  |  | Interior Ceiling | Interior Window | Interior Door
NREL 2009 | Residential | 3 | B-las | Las Vegas | ASHRAE 189.1-2009 ExtRoof IEAD ClimateZone 2-5 |  |  | ExtSlab 4in ClimateZone 1-8 | ExtSlabCarpet 4in ClimateZone 1-8 | ExtSlab 8in ClimateZone 1-8 | ExtSlabCarpet 8in ClimateZone 1-8 | ASHRAE 189.1-2009 ExtWindow ClimateZone 3 | Exterior Door | ASHRAE 189.1-2009 ExtWall Mass ClimateZone alt-res 3 | ASHRAE 189.1-2009 ExtWall SteelFrame ClimateZone 1-3 |  |  | Interior Wall | Interior Partition | Interior Floor |  |  | Interior Ceiling | Interior Window | Interior Door
NREL 2009 | Residential | 3 | C | San Francisco | ASHRAE 189.1-2009 ExtRoof IEAD ClimateZone 2-5 |  |  | ExtSlab 4in ClimateZone 1-8 | ExtSlabCarpet 4in ClimateZone 1-8 | ExtSlab 8in ClimateZone 1-8 | ExtSlabCarpet 8in ClimateZone 1-8 | ASHRAE 189.1-2009 ExtWindow ClimateZone 3 | Exterior Door | ASHRAE 189.1-2009 ExtWall Mass ClimateZone alt-res 3 | ASHRAE 189.1-2009 ExtWall SteelFrame ClimateZone 1-3 |  |  | Interior Wall | Interior Partition | Interior Floor |  |  | Interior Ceiling | Interior Window | Interior Door
NREL 2009 | Residential | 4 | A | Baltimore | ASHRAE 189.1-2009 ExtRoof IEAD ClimateZone 2-5 |  |  | ExtSlab 4in ClimateZone 1-8 | ExtSlabCarpet 4in ClimateZone 1-8 | ExtSlab 8in ClimateZone 1-8 | ExtSlabCarpet 8in ClimateZone 1-8 | ASHRAE 189.1-2009 ExtWindow ClimateZone alt-res 4-5 | Exterior Door | ASHRAE 189.1-2009 ExtWall Mass ClimateZone alt-res 4 | ASHRAE 189.1-2009 ExtWall SteelFrame ClimateZone 4-8 |  |  | Interior Wall | Interior Partition | Interior Floor |  |  | Interior Ceiling | Interior Window | Interior Door
NREL 2009 | Residential | 4 | B | Albuquerque | ASHRAE 189.1-2009 ExtRoof IEAD ClimateZone 2-5 |  |  | ExtSlab 4in ClimateZone 1-8 | ExtSlabCarpet 4in ClimateZone 1-8 | ExtSlab 8in ClimateZone 1-8 | ExtSlabCarpet 8in ClimateZone 1-8 | ASHRAE 189.1-2009 ExtWindow ClimateZone alt-res 4-5 | Exterior Door | ASHRAE 189.1-2009 ExtWall Mass ClimateZone alt-res 4 | ASHRAE 189.1-2009 ExtWall SteelFrame ClimateZone 4-8 |  |  | Interior Wall | Interior Partition | Interior Floor |  |  | Interior Ceiling | Interior Window | Interior Door
NREL 2009 | Residential | 4 | C | Seatlle | ASHRAE 189.1-2009 ExtRoof IEAD ClimateZone 2-5 |  |  | ExtSlab 4in ClimateZone 1-8 | ExtSlabCarpet 4in ClimateZone 1-8 | ExtSlab 8in ClimateZone 1-8 | ExtSlabCarpet 8in ClimateZone 1-8 | ASHRAE 189.1-2009 ExtWindow ClimateZone alt-res 4-5 | Exterior Door | ASHRAE 189.1-2009 ExtWall Mass ClimateZone alt-res 4 | ASHRAE 189.1-2009 ExtWall SteelFrame ClimateZone 4-8 |  |  | Interior Wall | Interior Partition | Interior Floor |  |  | Interior Ceiling | Interior Window | Interior Door
NREL 2009 | Residential | 5 | A | Chicago | ASHRAE 189.1-2009 ExtRoof IEAD ClimateZone 2-5 |  |  | ExtSlab 4in ClimateZone 1-8 | ExtSlabCarpet 4in ClimateZone 1-8 | ExtSlab 8in ClimateZone 1-8 | ExtSlabCarpet 8in ClimateZone 1-8 | ASHRAE 189.1-2009 ExtWindow ClimateZone alt-res 4-5 | Exterior Door | ASHRAE 189.1-2009 ExtWall Mass ClimateZone alt-res 5 | ASHRAE 189.1-2009 ExtWall SteelFrame ClimateZone 4-8 |  |  | Interior Wall | Interior Partition | Interior Floor |  |  | Interior Ceiling | Interior Window | Interior Door
NREL 2009 | Residential | 5 | B | Denver | ASHRAE 189.1-2009 ExtRoof IEAD ClimateZone 2-5 |  |  | ExtSlab 4in ClimateZone 1-8 | ExtSlabCarpet 4in ClimateZone 1-8 | ExtSlab 8in ClimateZone 1-8 | ExtSlabCarpet 8in ClimateZone 1-8 | ASHRAE 189.1-2009 ExtWindow ClimateZone alt-res 4-5 | Exterior Door | ASHRAE 189.1-2009 ExtWall Mass ClimateZone alt-res 5 | ASHRAE 189.1-2009 ExtWall SteelFrame ClimateZone 4-8 |  |  | Interior Wall | Interior Partition | Interior Floor |  |  | Interior Ceiling | Interior Window | Interior Door
NREL 2009 | Residential | 6 | A | Minneapolis | ASHRAE 189.1-2009 ExtRoof IEAD ClimateZone 6 |  |  | ExtSlab 4in ClimateZone 1-8 | ExtSlabCarpet 4in ClimateZone 1-8 | ExtSlab 8in ClimateZone 1-8 | ExtSlabCarpet 8in ClimateZone 1-8 | ASHRAE 189.1-2009 ExtWindow ClimateZone 6 | Exterior Door | ASHRAE 189.1-2009 ExtWall Mass ClimateZone alt-res 6 | ASHRAE 189.1-2009 ExtWall SteelFrame ClimateZone 4-8 |  |  | Interior Wall | Interior Partition | Interior Floor |  |  | Interior Ceiling | Interior Window | Interior Door
NREL 2009 | Residential | 6 | B | Helena | ASHRAE 189.1-2009 ExtRoof IEAD ClimateZone 6 |  |  | ExtSlab 4in ClimateZone 1-8 | ExtSlabCarpet 4in ClimateZone 1-8 | ExtSlab 8in ClimateZone 1-8 | ExtSlabCarpet 8in ClimateZone 1-8 | ASHRAE 189.1-2009 ExtWindow ClimateZone 6 | Exterior Door | ASHRAE 189.1-2009 ExtWall Mass ClimateZone alt-res 6 | ASHRAE 189.1-2009 ExtWall SteelFrame ClimateZone 4-8 |  |  | Interior Wall | Interior Partition | Interior Floor |  |  | Interior Ceiling | Interior Window | Interior Door
NREL 2009 | Residential | 7 |  | Duluth | ASHRAE 189.1-2009 ExtRoof IEAD ClimateZone 7-8 |  |  | ExtSlab 4in ClimateZone 1-8 | ExtSlabCarpet 4in ClimateZone 1-8 | ExtSlab 8in ClimateZone 1-8 | ExtSlabCarpet 8in ClimateZone 1-8 | ASHRAE 189.1-2009 ExtWindow ClimateZone 7-8 | Exterior Door | ASHRAE 189.1-2009 ExtWall Mass ClimateZone alt-res 7 | ASHRAE 189.1-2009 ExtWall SteelFrame ClimateZone 4-8 |  |  | Interior Wall | Interior Partition | Interior Floor |  |  | Interior Ceiling | Interior Window | Interior Door
NREL 2009 | Residential | 8 |  | Fairbanks | ASHRAE 189.1-2009 ExtRoof IEAD ClimateZone 7-8 |  |  | ExtSlab 4in ClimateZone 1-8 | ExtSlabCarpet 4in ClimateZone 1-8 | ExtSlab 8in ClimateZone 1-8 | ExtSlabCarpet 8in ClimateZone 1-8 | ASHRAE 189.1-2009 ExtWindow ClimateZone 7-8 | Exterior Door | ASHRAE 189.1-2009 ExtWall Mass ClimateZone alt-res 8 | ASHRAE 189.1-2009 ExtWall SteelFrame ClimateZone 4-8 |  |  | Interior Wall | Interior Partition | Interior Floor |  |  | Interior Ceiling | Interior Window | Interior Door
NREL 2004 | Commercial | 1 | A | Miami | ASHRAE 90.1-2004 ExtRoof IEAD ClimateZone 1-4 | AtticRoof ClimateZone 1-8 | ASHRAE 90.1-2004 ExtRoof Metal ClimateZone 1 | ExtSlab 4in ClimateZone 1-8 | ExtSlabCarpet 4in ClimateZone 1-8 | ExtSlab 8in ClimateZone 1-8 | ExtSlabCarpet 8in ClimateZone 1-8 | ASHRAE 90.1-2004 ExtWindow ClimateZone 1-2 | Exterior Door | ASHRAE 90.1-2004 ExtWall Mass ClimateZone 1-2 | ASHRAE 90.1-2004 ExtWall SteelFrame ClimateZone 1-4 | ASHRAE 90.1-2004 ExtWall WoodFrame ClimateZone 1-7 | ASHRAE 90.1-2004 ExtWall Metal ClimateZone 1 | Interior Wall | Interior Partition | Interior Floor |  | ASHRAE 90.1-2004 AtticFloor ClimateZone 1-5 | Interior Ceiling | Interior Window | Interior Door
NREL 2004 | Commercial | 2 | A | Houston | ASHRAE 90.1-2004 ExtRoof IEAD ClimateZone 1-4 | AtticRoof ClimateZone 1-8 | ASHRAE 90.1-2004 ExtRoof Metal ClimateZone 2 | ExtSlab 4in ClimateZone 1-8 | ExtSlabCarpet 4in ClimateZone 1-8 | ExtSlab 8in ClimateZone 1-8 | ExtSlabCarpet 8in ClimateZone 1-8 | ASHRAE 90.1-2004 ExtWindow ClimateZone 1-2 | Exterior Door | ASHRAE 90.1-2004 ExtWall Mass ClimateZone 1-2 | ASHRAE 90.1-2004 ExtWall SteelFrame ClimateZone 1-4 | ASHRAE 90.1-2004 ExtWall WoodFrame ClimateZone 1-7 | ASHRAE 90.1-2004 ExtWall Metal ClimateZone 2-3 | Interior Wall | Interior Partition | Interior Floor |  | ASHRAE 90.1-2004 AtticFloor ClimateZone 1-5 | Interior Ceiling | Interior Window | Interior Door
NREL 2004 | Commercial | 2 | B | Phoenix | ASHRAE 90.1-2004 ExtRoof IEAD ClimateZone 1-4 | AtticRoof ClimateZone 1-8 | ASHRAE 90.1-2004 ExtRoof Metal ClimateZone 2 | ExtSlab 4in ClimateZone 1-8 | ExtSlabCarpet 4in ClimateZone 1-8 | ExtSlab 8in ClimateZone 1-8 | ExtSlabCarpet 8in ClimateZone 1-8 | ASHRAE 90.1-2004 ExtWindow ClimateZone 1-2 | Exterior Door | ASHRAE 90.1-2004 ExtWall Mass ClimateZone 1-2 | ASHRAE 90.1-2004 ExtWall SteelFrame ClimateZone 1-4 | ASHRAE 90.1-2004 ExtWall WoodFrame ClimateZone 1-7 | ASHRAE 90.1-2004 ExtWall Metal ClimateZone 2-3 | Interior Wall | Interior Partition | Interior Floor |  | ASHRAE 90.1-2004 AtticFloor ClimateZone 1-5 | Interior Ceiling | Interior Window | Interior Door
NREL 2004 | Commercial | 3 | A | Atlanta | ASHRAE 90.1-2004 ExtRoof IEAD ClimateZone 1-4 | AtticRoof ClimateZone 1-8 | ASHRAE 90.1-2004 ExtRoof Metal ClimateZone 3-4 | ExtSlab 4in ClimateZone 1-8 | ExtSlabCarpet 4in ClimateZone 1-8 | ExtSlab 8in ClimateZone 1-8 | ExtSlabCarpet 8in ClimateZone 1-8 | ASHRAE 90.1-2004 ExtWindow ClimateZone 3a-3b | Exterior Door | ASHRAE 90.1-2004 ExtWall Mass ClimateZone 3-4 | ASHRAE 90.1-2004 ExtWall SteelFrame ClimateZone 1-4 | ASHRAE 90.1-2004 ExtWall WoodFrame ClimateZone 1-7 | ASHRAE 90.1-2004 ExtWall Metal ClimateZone 2-3 | Interior Wall | Interior Partition | Interior Floor |  | ASHRAE 90.1-2004 AtticFloor ClimateZone 1-5 | Interior Ceiling | Interior Window | Interior Door
NREL 2004 | Commercial | 3 | B-lax | Los Angeles | ASHRAE 90.1-2004 ExtRoof IEAD ClimateZone 1-4 | AtticRoof ClimateZone 1-8 | ASHRAE 90.1-2004 ExtRoof Metal ClimateZone 3-4 | ExtSlab 4in ClimateZone 1-8 | ExtSlabCarpet 4in ClimateZone 1-8 | ExtSlab 8in ClimateZone 1-8 | ExtSlabCarpet 8in ClimateZone 1-8 | ASHRAE 90.1-2004 ExtWindow ClimateZone 3a-3b | Exterior Door | ASHRAE 90.1-2004 ExtWall Mass ClimateZone 3-4 | ASHRAE 90.1-2004 ExtWall SteelFrame ClimateZone 1-4 | ASHRAE 90.1-2004 ExtWall WoodFrame ClimateZone 1-7 | ASHRAE 90.1-2004 ExtWall Metal ClimateZone 2-3 | Interior Wall | Interior Partition | Interior Floor |  | ASHRAE 90.1-2004 AtticFloor ClimateZone 1-5 | Interior Ceiling | Interior Window | Interior Door
NREL 2004 | Commercial | 3 | B-las | Las Vegas | ASHRAE 90.1-2004 ExtRoof IEAD ClimateZone 1-4 | AtticRoof ClimateZone 1-8 | ASHRAE 90.1-2004 ExtRoof Metal ClimateZone 3-4 | ExtSlab 4in ClimateZone 1-8 | ExtSlabCarpet 4in ClimateZone 1-8 | ExtSlab 8in ClimateZone 1-8 | ExtSlabCarpet 8in ClimateZone 1-8 | ASHRAE 90.1-2004 ExtWindow ClimateZone 3a-3b | Exterior Door | ASHRAE 90.1-2004 ExtWall Mass ClimateZone 3-4 | ASHRAE 90.1-2004 ExtWall SteelFrame ClimateZone 1-4 | ASHRAE 90.1-2004 ExtWall WoodFrame ClimateZone 1-7 | ASHRAE 90.1-2004 ExtWall Metal ClimateZone 2-3 | Interior Wall | Interior Partition | Interior Floor |  | ASHRAE 90.1-2004 AtticFloor ClimateZone 1-5 | Interior Ceiling | Interior Window | Interior Door
NREL 2004 | Commercial | 3 | C | San Francisco | ASHRAE 90.1-2004 ExtRoof IEAD ClimateZone 1-4 | AtticRoof ClimateZone 1-8 | ASHRAE 90.1-2004 ExtRoof Metal ClimateZone 3-4 | ExtSlab 4in ClimateZone 1-8 | ExtSlabCarpet 4in ClimateZone 1-8 | ExtSlab 8in ClimateZone 1-8 | ExtSlabCarpet 8in ClimateZone 1-8 | ASHRAE 90.1-2004 ExtWindow ClimateZone 3c | Exterior Door | ASHRAE 90.1-2004 ExtWall Mass ClimateZone 3-4 | ASHRAE 90.1-2004 ExtWall SteelFrame ClimateZone 1-4 | ASHRAE 90.1-2004 ExtWall WoodFrame ClimateZone 1-7 | ASHRAE 90.1-2004 ExtWall Metal ClimateZone 2-3 | Interior Wall | Interior Partition | Interior Floor |  | ASHRAE 90.1-2004 AtticFloor ClimateZone 1-5 | Interior Ceiling | Interior Window | Interior Door
NREL 2004 | Commercial | 4 | A | Baltimore | ASHRAE 90.1-2004 ExtRoof IEAD ClimateZone 1-4 | AtticRoof ClimateZone 1-8 | ASHRAE 90.1-2004 ExtRoof Metal ClimateZone 3-4 | ExtSlab 4in ClimateZone 1-8 | ExtSlabCarpet 4in ClimateZone 1-8 | ExtSlab 8in ClimateZone 1-8 | ExtSlabCarpet 8in ClimateZone 1-8 | ASHRAE 90.1-2004 ExtWindow ClimateZone 4-6 | Exterior Door | ASHRAE 90.1-2004 ExtWall Mass ClimateZone 3-4 | ASHRAE 90.1-2004 ExtWall SteelFrame ClimateZone 1-4 | ASHRAE 90.1-2004 ExtWall WoodFrame ClimateZone 1-7 | ASHRAE 90.1-2004 ExtWall Metal ClimateZone 4 | Interior Wall | Interior Partition | Interior Floor |  | ASHRAE 90.1-2004 AtticFloor ClimateZone 1-5 | Interior Ceiling | Interior Window | Interior Door
NREL 2004 | Commercial | 4 | B | Albuquerque | ASHRAE 90.1-2004 ExtRoof IEAD ClimateZone 1-4 | AtticRoof ClimateZone 1-8 | ASHRAE 90.1-2004 ExtRoof Metal ClimateZone 3-4 | ExtSlab 4in ClimateZone 1-8 | ExtSlabCarpet 4in ClimateZone 1-8 | ExtSlab 8in ClimateZone 1-8 | ExtSlabCarpet 8in ClimateZone 1-8 | ASHRAE 90.1-2004 ExtWindow ClimateZone 4-6 | Exterior Door | ASHRAE 90.1-2004 ExtWall Mass ClimateZone 3-4 | ASHRAE 90.1-2004 ExtWall SteelFrame ClimateZone 1-4 | ASHRAE 90.1-2004 ExtWall WoodFrame ClimateZone 1-7 | ASHRAE 90.1-2004 ExtWall Metal ClimateZone 4 | Interior Wall | Interior Partition | Interior Floor |  | ASHRAE 90.1-2004 AtticFloor ClimateZone 1-5 | Interior Ceiling | Interior Window | Interior Door
NREL 2004 | Commercial | 4 | C | Seatlle | ASHRAE 90.1-2004 ExtRoof IEAD ClimateZone 1-4 | AtticRoof ClimateZone 1-8 | ASHRAE 90.1-2004 ExtRoof Metal ClimateZone 3-4 | ExtSlab 4in ClimateZone 1-8 | ExtSlabCarpet 4in ClimateZone 1-8 | ExtSlab 8in ClimateZone 1-8 | ExtSlabCarpet 8in ClimateZone 1-8 | ASHRAE 90.1-2004 ExtWindow ClimateZone 4-6 | Exterior Door | ASHRAE 90.1-2004 ExtWall Mass ClimateZone 3-4 | ASHRAE 90.1-2004 ExtWall SteelFrame ClimateZone 1-4 | ASHRAE 90.1-2004 ExtWall WoodFrame ClimateZone 1-7 | ASHRAE 90.1-2004 ExtWall Metal ClimateZone 4 | Interior Wall | Interior Partition | Interior Floor |  | ASHRAE 90.1-2004 AtticFloor ClimateZone 1-5 | Interior Ceiling | Interior Window | Interior Door
NREL 2004 | Commercial | 5 | A | Chicago | ASHRAE 90.1-2004 ExtRoof IEAD ClimateZone 5-6 | AtticRoof ClimateZone 1-8 | ASHRAE 90.1-2004 ExtRoof Metal ClimateZone 5-6 | ExtSlab 4in ClimateZone 1-8 | ExtSlabCarpet 4in ClimateZone 1-8 | ExtSlab 8in ClimateZone 1-8 | ExtSlabCarpet 8in ClimateZone 1-8 | ASHRAE 90.1-2004 ExtWindow ClimateZone 4-6 | Exterior Door | ASHRAE 90.1-2004 ExtWall Mass ClimateZone 5 | ASHRAE 90.1-2004 ExtWall SteelFrame ClimateZone 5-6 | ASHRAE 90.1-2004 ExtWall WoodFrame ClimateZone 1-7 | ASHRAE 90.1-2004 ExtWall Metal ClimateZone 5 | Interior Wall | Interior Partition | Interior Floor |  | ASHRAE 90.1-2004 AtticFloor ClimateZone 1-5 | Interior Ceiling | Interior Window | Interior Door
NREL 2004 | Commercial | 5 | B | Denver | ASHRAE 90.1-2004 ExtRoof IEAD ClimateZone 5-6 | AtticRoof ClimateZone 1-8 | ASHRAE 90.1-2004 ExtRoof Metal ClimateZone 5-6 | ExtSlab 4in ClimateZone 1-8 | ExtSlabCarpet 4in ClimateZone 1-8 | ExtSlab 8in ClimateZone 1-8 | ExtSlabCarpet 8in ClimateZone 1-8 | ASHRAE 90.1-2004 ExtWindow ClimateZone 4-6 | Exterior Door | ASHRAE 90.1-2004 ExtWall Mass ClimateZone 5 | ASHRAE 90.1-2004 ExtWall SteelFrame ClimateZone 5-6 | ASHRAE 90.1-2004 ExtWall WoodFrame ClimateZone 1-7 | ASHRAE 90.1-2004 ExtWall Metal ClimateZone 5 | Interior Wall | Interior Partition | Interior Floor |  | ASHRAE 90.1-2004 AtticFloor ClimateZone 1-5 | Interior Ceiling | Interior Window | Interior Door
NREL 2004 | Commercial | 6 | A | Minneapolis | ASHRAE 90.1-2004 ExtRoof IEAD ClimateZone 5-6 | AtticRoof ClimateZone 1-8 | ASHRAE 90.1-2004 ExtRoof Metal ClimateZone 5-6 | ExtSlab 4in ClimateZone 1-8 | ExtSlabCarpet 4in ClimateZone 1-8 | ExtSlab 8in ClimateZone 1-8 | ExtSlabCarpet 8in ClimateZone 1-8 | ASHRAE 90.1-2004 ExtWindow ClimateZone 4-6 | Exterior Door | ASHRAE 90.1-2004 ExtWall Mass ClimateZone 6 | ASHRAE 90.1-2004 ExtWall SteelFrame ClimateZone 5-6 | ASHRAE 90.1-2004 ExtWall WoodFrame ClimateZone 1-7 | ASHRAE 90.1-2004 ExtWall Metal ClimateZone 6-8 | Interior Wall | Interior Partition | Interior Floor |  | ASHRAE 90.1-2004 AtticFloor ClimateZone 6-8 | Interior Ceiling | Interior Window | Interior Door
NREL 2004 | Commercial | 6 | B | Helena | ASHRAE 90.1-2004 ExtRoof IEAD ClimateZone 5-6 | AtticRoof ClimateZone 1-8 | ASHRAE 90.1-2004 ExtRoof Metal ClimateZone 5-6 | ExtSlab 4in ClimateZone 1-8 | ExtSlabCarpet 4in ClimateZone 1-8 | ExtSlab 8in ClimateZone 1-8 | ExtSlabCarpet 8in ClimateZone 1-8 | ASHRAE 90.1-2004 ExtWindow ClimateZone 4-6 | Exterior Door | ASHRAE 90.1-2004 ExtWall Mass ClimateZone 6 | ASHRAE 90.1-2004 ExtWall SteelFrame ClimateZone 5-6 | ASHRAE 90.1-2004 ExtWall WoodFrame ClimateZone 1-7 | ASHRAE 90.1-2004 ExtWall Metal ClimateZone 6-8 | Interior Wall | Interior Partition | Interior Floor |  | ASHRAE 90.1-2004 AtticFloor ClimateZone 6-8 | Interior Ceiling | Interior Window | Interior Door
NREL 2004 | Commercial | 7 |  | Duluth | ASHRAE 90.1-2004 ExtRoof IEAD ClimateZone 7 | AtticRoof ClimateZone 1-8 | ASHRAE 90.1-2004 ExtRoof Metal ClimateZone 7 | ExtSlab 4in ClimateZone 1-8 | ExtSlabCarpet 4in ClimateZone 1-8 | ExtSlab 8in ClimateZone 1-8 | ExtSlabCarpet 8in ClimateZone 1-8 | ASHRAE 90.1-2004 ExtWindow ClimateZone 7 | Exterior Door | ASHRAE 90.1-2004 ExtWall Mass ClimateZone 7 | ASHRAE 90.1-2004 ExtWall SteelFrame ClimateZone 7-8 | ASHRAE 90.1-2004 ExtWall WoodFrame ClimateZone 1-7 | ASHRAE 90.1-2004 ExtWall Metal ClimateZone 6-8 | Interior Wall | Interior Partition | Interior Floor |  | ASHRAE 90.1-2004 AtticFloor ClimateZone 6-8 | Interior Ceiling | Interior Window | Interior Door
NREL 2004 | Commercial | 8 |  | Fairbanks | ASHRAE 90.1-2004 ExtRoof IEAD ClimateZone 8 | AtticRoof ClimateZone 1-8 | ASHRAE 90.1-2004 ExtRoof Metal ClimateZone 8 | ExtSlab 4in ClimateZone 1-8 | ExtSlabCarpet 4in ClimateZone 1-8 | ExtSlab 8in ClimateZone 1-8 | ExtSlabCarpet 8in ClimateZone 1-8 | ASHRAE 90.1-2004 ExtWindow ClimateZone 8 | Exterior Door | ASHRAE 90.1-2004 ExtWall Mass ClimateZone 8 | ASHRAE 90.1-2004 ExtWall SteelFrame ClimateZone 7-8 | ASHRAE 90.1-2004 ExtWall WoodFrame ClimateZone 8 | ASHRAE 90.1-2004 ExtWall Metal ClimateZone 6-8 | Interior Wall | Interior Partition | Interior Floor |  | ASHRAE 90.1-2004 AtticFloor ClimateZone 6-8 | Interior Ceiling | Interior Window | Interior Door
NREL 2004 | Residential | 1 | A | Miami | ASHRAE 90.1-2004 ExtRoof IEAD ClimateZone 1-4 |  |  | ExtSlab 4in ClimateZone 1-8 | ExtSlabCarpet 4in ClimateZone 1-8 | ExtSlab 8in ClimateZone 1-8 | ExtSlabCarpet 8in ClimateZone 1-8 | ASHRAE 90.1-2004 ExtWindow ClimateZone 1-2 | Exterior Door | ASHRAE 90.1-2004 ExtWall Mass ClimateZone alt-res 1-2 | ASHRAE 90.1-2004 ExtWall SteelFrame ClimateZone 1-4 |  |  | Interior Wall | Interior Partition | Interior Floor |  |  | Interior Ceiling | Interior Window | Interior Door
NREL 2004 | Residential | 2 | A | Houston | ASHRAE 90.1-2004 ExtRoof IEAD ClimateZone 1-4 |  |  | ExtSlab 4in ClimateZone 1-8 | ExtSlabCarpet 4in ClimateZone 1-8 | ExtSlab 8in ClimateZone 1-8 | ExtSlabCarpet 8in ClimateZone 1-8 | ASHRAE 90.1-2004 ExtWindow ClimateZone 1-2 | Exterior Door | ASHRAE 90.1-2004 ExtWall Mass ClimateZone alt-res 1-2 | ASHRAE 90.1-2004 ExtWall SteelFrame ClimateZone 1-4 |  |  | Interior Wall | Interior Partition | Interior Floor |  |  | Interior Ceiling | Interior Window | Interior Door
NREL 2004 | Residential | 2 | B | Phoenix | ASHRAE 90.1-2004 ExtRoof IEAD ClimateZone 1-4 |  |  | ExtSlab 4in ClimateZone 1-8 | ExtSlabCarpet 4in ClimateZone 1-8 | ExtSlab 8in ClimateZone 1-8 | ExtSlabCarpet 8in ClimateZone 1-8 | ASHRAE 90.1-2004 ExtWindow ClimateZone 1-2 | Exterior Door | ASHRAE 90.1-2004 ExtWall Mass ClimateZone alt-res 1-2 | ASHRAE 90.1-2004 ExtWall SteelFrame ClimateZone 1-4 |  |  | Interior Wall | Interior Partition | Interior Floor |  |  | Interior Ceiling | Interior Window | Interior Door
NREL 2004 | Residential | 3 | A | Atlanta | ASHRAE 90.1-2004 ExtRoof IEAD ClimateZone 1-4 |  |  | ExtSlab 4in ClimateZone 1-8 | ExtSlabCarpet 4in ClimateZone 1-8 | ExtSlab 8in ClimateZone 1-8 | ExtSlabCarpet 8in ClimateZone 1-8 | ASHRAE 90.1-2004 ExtWindow ClimateZone 3a-3b | Exterior Door | ASHRAE 90.1-2004 ExtWall Mass ClimateZone alt-res 3 | ASHRAE 90.1-2004 ExtWall SteelFrame ClimateZone alt-res 3 |  |  | Interior Wall | Interior Partition | Interior Floor |  |  | Interior Ceiling | Interior Window | Interior Door
NREL 2004 | Residential | 3 | B-lax | Los Angeles | ASHRAE 90.1-2004 ExtRoof IEAD ClimateZone 1-4 |  |  | ExtSlab 4in ClimateZone 1-8 | ExtSlabCarpet 4in ClimateZone 1-8 | ExtSlab 8in ClimateZone 1-8 | ExtSlabCarpet 8in ClimateZone 1-8 | ASHRAE 90.1-2004 ExtWindow ClimateZone 3a-3b | Exterior Door | ASHRAE 90.1-2004 ExtWall Mass ClimateZone alt-res 3 | ASHRAE 90.1-2004 ExtWall SteelFrame ClimateZone alt-res 3 |  |  | Interior Wall | Interior Partition | Interior Floor |  |  | Interior Ceiling | Interior Window | Interior Door
NREL 2004 | Residential | 3 | B-las | Las Vegas | ASHRAE 90.1-2004 ExtRoof IEAD ClimateZone 1-4 |  |  | ExtSlab 4in ClimateZone 1-8 | ExtSlabCarpet 4in ClimateZone 1-8 | ExtSlab 8in ClimateZone 1-8 | ExtSlabCarpet 8in ClimateZone 1-8 | ASHRAE 90.1-2004 ExtWindow ClimateZone 3a-3b | Exterior Door | ASHRAE 90.1-2004 ExtWall Mass ClimateZone alt-res 3 | ASHRAE 90.1-2004 ExtWall SteelFrame ClimateZone alt-res 3 |  |  | Interior Wall | Interior Partition | Interior Floor |  |  | Interior Ceiling | Interior Window | Interior Door
NREL 2004 | Residential | 3 | C | San Francisco | ASHRAE 90.1-2004 ExtRoof IEAD ClimateZone 1-4 |  |  | ExtSlab 4in ClimateZone 1-8 | ExtSlabCarpet 4in ClimateZone 1-8 | ExtSlab 8in ClimateZone 1-8 | ExtSlabCarpet 8in ClimateZone 1-8 | ASHRAE 90.1-2004 ExtWindow ClimateZone alt-res 3c | Exterior Door | ASHRAE 90.1-2004 ExtWall Mass ClimateZone alt-res 3 | ASHRAE 90.1-2004 ExtWall SteelFrame ClimateZone alt-res 3 |  |  | Interior Wall | Interior Partition | Interior Floor |  |  | Interior Ceiling | Interior Window | Interior Door
NREL 2004 | Residential | 4 | A | Baltimore | ASHRAE 90.1-2004 ExtRoof IEAD ClimateZone 1-4 |  |  | ExtSlab 4in ClimateZone 1-8 | ExtSlabCarpet 4in ClimateZone 1-8 | ExtSlab 8in ClimateZone 1-8 | ExtSlabCarpet 8in ClimateZone 1-8 | ASHRAE 90.1-2004 ExtWindow ClimateZone alt-res 4-6 | Exterior Door | ASHRAE 90.1-2004 ExtWall Mass ClimateZone alt-res 4 | ASHRAE 90.1-2004 ExtWall SteelFrame ClimateZone alt-res 4-6 |  |  | Interior Wall | Interior Partition | Interior Floor |  |  | Interior Ceiling | Interior Window | Interior Door
NREL 2004 | Residential | 4 | B | Albuquerque | ASHRAE 90.1-2004 ExtRoof IEAD ClimateZone 1-4 |  |  | ExtSlab 4in ClimateZone 1-8 | ExtSlabCarpet 4in ClimateZone 1-8 | ExtSlab 8in ClimateZone 1-8 | ExtSlabCarpet 8in ClimateZone 1-8 | ASHRAE 90.1-2004 ExtWindow ClimateZone alt-res 4-6 | Exterior Door | ASHRAE 90.1-2004 ExtWall Mass ClimateZone alt-res 4 | ASHRAE 90.1-2004 ExtWall SteelFrame ClimateZone alt-res 4-6 |  |  | Interior Wall | Interior Partition | Interior Floor |  |  | Interior Ceiling | Interior Window | Interior Door
NREL 2004 | Residential | 4 | C | Seatlle | ASHRAE 90.1-2004 ExtRoof IEAD ClimateZone 1-4 |  |  | ExtSlab 4in ClimateZone 1-8 | ExtSlabCarpet 4in ClimateZone 1-8 | ExtSlab 8in ClimateZone 1-8 | ExtSlabCarpet 8in ClimateZone 1-8 | ASHRAE 90.1-2004 ExtWindow ClimateZone alt-res 4-6 | Exterior Door | ASHRAE 90.1-2004 ExtWall Mass ClimateZone alt-res 4 | ASHRAE 90.1-2004 ExtWall SteelFrame ClimateZone alt-res 4-6 |  |  | Interior Wall | Interior Partition | Interior Floor |  |  | Interior Ceiling | Interior Window | Interior Door
NREL 2004 | Residential | 5 | A | Chicago | ASHRAE 90.1-2004 ExtRoof IEAD ClimateZone 5-6 |  |  | ExtSlab 4in ClimateZone 1-8 | ExtSlabCarpet 4in ClimateZone 1-8 | ExtSlab 8in ClimateZone 1-8 | ExtSlabCarpet 8in ClimateZone 1-8 | ASHRAE 90.1-2004 ExtWindow ClimateZone alt-res 4-6 | Exterior Door | ASHRAE 90.1-2004 ExtWall Mass ClimateZone alt-res 5-6 | ASHRAE 90.1-2004 ExtWall SteelFrame ClimateZone alt-res 4-6 |  |  | Interior Wall | Interior Partition | Interior Floor |  |  | Interior Ceiling | Interior Window | Interior Door
NREL 2004 | Residential | 5 | B | Denver | ASHRAE 90.1-2004 ExtRoof IEAD ClimateZone 5-6 |  |  | ExtSlab 4in ClimateZone 1-8 | ExtSlabCarpet 4in ClimateZone 1-8 | ExtSlab 8in ClimateZone 1-8 | ExtSlabCarpet 8in ClimateZone 1-8 | ASHRAE 90.1-2004 ExtWindow ClimateZone alt-res 4-6 | Exterior Door | ASHRAE 90.1-2004 ExtWall Mass ClimateZone alt-res 5-6 | ASHRAE 90.1-2004 ExtWall SteelFrame ClimateZone alt-res 4-6 |  |  | Interior Wall | Interior Partition | Interior Floor |  |  | Interior Ceiling | Interior Window | Interior Door
NREL 2004 | Residential | 6 | A | Minneapolis | ASHRAE 90.1-2004 ExtRoof IEAD ClimateZone 5-6 |  |  | ExtSlab 4in ClimateZone 1-8 | ExtSlabCarpet 4in ClimateZone 1-8 | ExtSlab 8in ClimateZone 1-8 | ExtSlabCarpet 8in ClimateZone 1-8 | ASHRAE 90.1-2004 ExtWindow ClimateZone alt-res 4-6 | Exterior Door | ASHRAE 90.1-2004 ExtWall Mass ClimateZone alt-res 5-6 | ASHRAE 90.1-2004 ExtWall SteelFrame ClimateZone alt-res 4-6 |  |  | Interior Wall | Interior Partition | Interior Floor |  |  | Interior Ceiling | Interior Window | Interior Door
NREL 2004 | Residential | 6 | B | Helena | ASHRAE 90.1-2004 ExtRoof IEAD ClimateZone 5-6 |  |  | ExtSlab 4in ClimateZone 1-8 | ExtSlabCarpet 4in ClimateZone 1-8 | ExtSlab 8in ClimateZone 1-8 | ExtSlabCarpet 8in ClimateZone 1-8 | ASHRAE 90.1-2004 ExtWindow ClimateZone alt-res 4-6 | Exterior Door | ASHRAE 90.1-2004 ExtWall Mass ClimateZone alt-res 5-6 | ASHRAE 90.1-2004 ExtWall SteelFrame ClimateZone alt-res 4-6 |  |  | Interior Wall | Interior Partition | Interior Floor |  |  | Interior Ceiling | Interior Window | Interior Door
NREL 2004 | Residential | 7 |  | Duluth | ASHRAE 90.1-2004 ExtRoof IEAD ClimateZone 7 |  |  | ExtSlab 4in ClimateZone 1-8 | ExtSlabCarpet 4in ClimateZone 1-8 | ExtSlab 8in ClimateZone 1-8 | ExtSlabCarpet 8in ClimateZone 1-8 | ASHRAE 90.1-2004 ExtWindow ClimateZone alt-res 7 | Exterior Door | ASHRAE 90.1-2004 ExtWall Mass ClimateZone alt-res 7 | ASHRAE 90.1-2004 ExtWall SteelFrame ClimateZone 7-8 |  |  | Interior Wall | Interior Partition | Interior Floor |  |  | Interior Ceiling | Interior Window | Interior Door
NREL 2004 | Residential | 8 |  | Fairbanks | ASHRAE 90.1-2004 ExtRoof IEAD ClimateZone 8 |  |  | ExtSlab 4in ClimateZone 1-8 | ExtSlabCarpet 4in ClimateZone 1-8 | ExtSlab 8in ClimateZone 1-8 | ExtSlabCarpet 8in ClimateZone 1-8 | ASHRAE 90.1-2004 ExtWindow ClimateZone alt-res 8 | Exterior Door | ASHRAE 90.1-2004 ExtWall Mass ClimateZone alt-res 8 | ASHRAE 90.1-2004 ExtWall SteelFrame ClimateZone alt-res 8 |  |  | Interior Wall | Interior Partition | Interior Floor |  |  | Interior Ceiling | Interior Window | Interior Door
NREL 1980-2004 | Commercial | 1 | A | Miami | CBECS 1980-2004 ExtRoof IEAD ClimateZone 1 | AtticRoof ClimateZone 1-8 | CBECS 1980-2004 ExtRoof Metal ClimateZone 1 | ExtSlab 4in ClimateZone 1-8 | ExtSlabCarpet 4in ClimateZone 1-8 | ExtSlab 8in ClimateZone 1-8 | ExtSlabCarpet 8in ClimateZone 1-8 | CBECS 1980-2004 ExtWindow ClimateZone 1-2 | Exterior Door | CBECS 1980-2004 ExtWall Mass ClimateZone 1 | CBECS 1980-2004 ExtWall SteelFrame ClimateZone 1 | CBECS 1980-2004 ExtWall WoodFrame ClimateZone 1 | CBECS 1980-2004 ExtWall Metal ClimateZone 1 | Interior Wall | Interior Partition | Interior Floor |  | CBECS 1980-2004 ExtRoof AtticFloor ClimateZone 1 | Interior Ceiling | Interior Window | Interior Door
NREL 1980-2004 | Commercial | 2 | A | Houston | CBECS 1980-2004 ExtRoof IEAD ClimateZone 2a | AtticRoof ClimateZone 1-8 | CBECS 1980-2004 ExtRoof Metal ClimateZone 2a | ExtSlab 4in ClimateZone 1-8 | ExtSlabCarpet 4in ClimateZone 1-8 | ExtSlab 8in ClimateZone 1-8 | ExtSlabCarpet 8in ClimateZone 1-8 | CBECS 1980-2004 ExtWindow ClimateZone 1-2 | Exterior Door | CBECS 1980-2004 ExtWall Mass ClimateZone 2a | CBECS 1980-2004 ExtWall SteelFrame ClimateZone 2a | CBECS 1980-2004 ExtWall WoodFrame ClimateZone 2a | CBECS 1980-2004 ExtWall Metal ClimateZone 2a | Interior Wall | Interior Partition | Interior Floor |  | CBECS 1980-2004 ExtRoof AtticFloor ClimateZone 2a | Interior Ceiling | Interior Window | Interior Door
NREL 1980-2004 | Commercial | 2 | B | Phoenix | CBECS 1980-2004 ExtRoof IEAD ClimateZone 2b | AtticRoof ClimateZone 1-8 | CBECS 1980-2004 ExtRoof Metal ClimateZone 2b | ExtSlab 4in ClimateZone 1-8 | ExtSlabCarpet 4in ClimateZone 1-8 | ExtSlab 8in ClimateZone 1-8 | ExtSlabCarpet 8in ClimateZone 1-8 | CBECS 1980-2004 ExtWindow ClimateZone 1-2 | Exterior Door | CBECS 1980-2004 ExtWall Mass ClimateZone 2b | CBECS 1980-2004 ExtWall SteelFrame ClimateZone 2b | CBECS 1980-2004 ExtWall WoodFrame ClimateZone 2b | CBECS 1980-2004 ExtWall Metal ClimateZone 2b | Interior Wall | Interior Partition | Interior Floor |  | CBECS 1980-2004 ExtRoof AtticFloor ClimateZone 2b | Interior Ceiling | Interior Window | Interior Door
NREL 1980-2004 | Commercial | 3 | A | Atlanta | CBECS 1980-2004 ExtRoof IEAD ClimateZone 3a | AtticRoof ClimateZone 1-8 | CBECS 1980-2004 ExtRoof Metal ClimateZone 3a | ExtSlab 4in ClimateZone 1-8 | ExtSlabCarpet 4in ClimateZone 1-8 | ExtSlab 8in ClimateZone 1-8 | ExtSlabCarpet 8in ClimateZone 1-8 | CBECS 1980-2004 ExtWindow ClimateZone 3a | Exterior Door | CBECS 1980-2004 ExtWall Mass ClimateZone 3a | CBECS 1980-2004 ExtWall SteelFrame ClimateZone 2b 1 | CBECS 1980-2004 ExtWall WoodFrame ClimateZone 3a | CBECS 1980-2004 ExtWall Metal ClimateZone 3a | Interior Wall | Interior Partition | Interior Floor |  | CBECS 1980-2004 ExtRoof AtticFloor ClimateZone 3a | Interior Ceiling | Interior Window | Interior Door
NREL 1980-2004 | Commercial | 3 | B-lax | Los Angeles | CBECS 1980-2004 ExtRoof IEAD ClimateZone 3b LAS | AtticRoof ClimateZone 1-8 | CBECS 1980-2004 ExtRoof Metal ClimateZone 3b LAS | ExtSlab 4in ClimateZone 1-8 | ExtSlabCarpet 4in ClimateZone 1-8 | ExtSlab 8in ClimateZone 1-8 | ExtSlabCarpet 8in ClimateZone 1-8 | CBECS 1980-2004 ExtWindow ClimateZone 3b LAX | Exterior Door | CBECS 1980-2004 ExtWall Mass ClimateZone 3b LAS | CBECS 1980-2004 ExtWall SteelFrame ClimateZone 3a | CBECS 1980-2004 ExtWall WoodFrame ClimateZone 3b LAS | CBECS 1980-2004 ExtWall Metal ClimateZone 3b LAS | Interior Wall | Interior Partition | Interior Floor |  | CBECS 1980-2004 ExtRoof AtticFloor ClimateZone 3b LAS | Interior Ceiling | Interior Window | Interior Door
NREL 1980-2004 | Commercial | 3 | B-las | Las Vegas | CBECS 1980-2004 ExtRoof IEAD ClimateZone 3b LAX | AtticRoof ClimateZone 1-8 | CBECS 1980-2004 ExtRoof Metal ClimateZone 3b LAX | ExtSlab 4in ClimateZone 1-8 | ExtSlabCarpet 4in ClimateZone 1-8 | ExtSlab 8in ClimateZone 1-8 | ExtSlabCarpet 8in ClimateZone 1-8 | CBECS 1980-2004 ExtWindow ClimateZone 3b LAS | Exterior Door | CBECS 1980-2004 ExtWall Mass ClimateZone 3b LAX | CBECS 1980-2004 ExtWall SteelFrame ClimateZone 3b LAS | CBECS 1980-2004 ExtWall WoodFrame ClimateZone 3b LAX | CBECS 1980-2004 ExtWall Metal ClimateZone 3b LAX | Interior Wall | Interior Partition | Interior Floor |  | CBECS 1980-2004 ExtRoof AtticFloor ClimateZone 3b LAX | Interior Ceiling | Interior Window | Interior Door
NREL 1980-2004 | Commercial | 3 | C | San Francisco | CBECS 1980-2004 ExtRoof IEAD ClimateZone 3c | AtticRoof ClimateZone 1-8 | CBECS 1980-2004 ExtRoof Metal ClimateZone 3c | ExtSlab 4in ClimateZone 1-8 | ExtSlabCarpet 4in ClimateZone 1-8 | ExtSlab 8in ClimateZone 1-8 | ExtSlabCarpet 8in ClimateZone 1-8 | CBECS 1980-2004 ExtWindow ClimateZone 3c | Exterior Door | CBECS 1980-2004 ExtWall Mass ClimateZone 3c | CBECS 1980-2004 ExtWall SteelFrame ClimateZone 3b LAX | CBECS 1980-2004 ExtWall WoodFrame ClimateZone 3c | CBECS 1980-2004 ExtWall Metal ClimateZone 3c | Interior Wall | Interior Partition | Interior Floor |  |  | Interior Ceiling | Interior Window | Interior Door
NREL 1980-2004 | Commercial | 4 | A | Baltimore | CBECS 1980-2004 ExtRoof IEAD ClimateZone 4a | AtticRoof ClimateZone 1-8 | CBECS 1980-2004 ExtRoof Metal ClimateZone 4a | ExtSlab 4in ClimateZone 1-8 | ExtSlabCarpet 4in ClimateZone 1-8 | ExtSlab 8in ClimateZone 1-8 | ExtSlabCarpet 8in ClimateZone 1-8 | CBECS 1980-2004 ExtWindow ClimateZone 4a | Exterior Door | CBECS 1980-2004 ExtWall Mass ClimateZone 4a | CBECS 1980-2004 ExtWall SteelFrame ClimateZone 3c | CBECS 1980-2004 ExtWall WoodFrame ClimateZone 4a | CBECS 1980-2004 ExtWall Metal ClimateZone 4a | Interior Wall | Interior Partition | Interior Floor |  | CBECS 1980-2004 ExtRoof AtticFloor ClimateZone 4a | Interior Ceiling | Interior Window | Interior Door
NREL 1980-2004 | Commercial | 4 | B | Albuquerque | CBECS 1980-2004 ExtRoof IEAD ClimateZone 4b | AtticRoof ClimateZone 1-8 | CBECS 1980-2004 ExtRoof Metal ClimateZone 4b | ExtSlab 4in ClimateZone 1-8 | ExtSlabCarpet 4in ClimateZone 1-8 | ExtSlab 8in ClimateZone 1-8 | ExtSlabCarpet 8in ClimateZone 1-8 | CBECS 1980-2004 ExtWindow ClimateZone 4b | Exterior Door | CBECS 1980-2004 ExtWall Mass ClimateZone 4b | CBECS 1980-2004 ExtWall SteelFrame ClimateZone 4a | CBECS 1980-2004 ExtWall WoodFrame ClimateZone 4b | CBECS 1980-2004 ExtWall Metal ClimateZone 4b | Interior Wall | Interior Partition | Interior Floor |  | CBECS 1980-2004 ExtRoof AtticFloor ClimateZone 4b | Interior Ceiling | Interior Window | Interior Door
NREL 1980-2004 | Commercial | 4 | C | Seatlle | CBECS 1980-2004 ExtRoof IEAD ClimateZone 4c | AtticRoof ClimateZone 1-8 | CBECS 1980-2004 ExtRoof Metal ClimateZone 4c | ExtSlab 4in ClimateZone 1-8 | ExtSlabCarpet 4in ClimateZone 1-8 | ExtSlab 8in ClimateZone 1-8 | ExtSlabCarpet 8in ClimateZone 1-8 | CBECS 1980-2004 ExtWindow ClimateZone 4c | Exterior Door | CBECS 1980-2004 ExtWall Mass ClimateZone 4c-5a | CBECS 1980-2004 ExtWall SteelFrame ClimateZone 4b | CBECS 1980-2004 ExtWall WoodFrame ClimateZone 4c | CBECS 1980-2004 ExtWall Metal ClimateZone 4c | Interior Wall | Interior Partition | Interior Floor |  | CBECS 1980-2004 ExtRoof AtticFloor ClimateZone 4c | Interior Ceiling | Interior Window | Interior Door
NREL 1980-2004 | Commercial | 5 | A | Chicago | CBECS 1980-2004 ExtRoof IEAD ClimateZone 5a | AtticRoof ClimateZone 1-8 | CBECS 1980-2004 ExtRoof Metal ClimateZone 5a | ExtSlab 4in ClimateZone 1-8 | ExtSlabCarpet 4in ClimateZone 1-8 | ExtSlab 8in ClimateZone 1-8 | ExtSlabCarpet 8in ClimateZone 1-8 | CBECS 1980-2004 ExtWindow ClimateZone 5 | Exterior Door | CBECS 1980-2004 ExtWall Mass ClimateZone 4c-5a | CBECS 1980-2004 ExtWall SteelFrame ClimateZone 4c | CBECS 1980-2004 ExtWall WoodFrame ClimateZone 5 | CBECS 1980-2004 ExtWall Metal ClimateZone 5 | Interior Wall | Interior Partition | Interior Floor |  | CBECS 1980-2004 ExtRoof AtticFloor ClimateZone 5a | Interior Ceiling | Interior Window | Interior Door
NREL 1980-2004 | Commercial | 5 | B | Denver | CBECS 1980-2004 ExtRoof IEAD ClimateZone 5b | AtticRoof ClimateZone 1-8 | CBECS 1980-2004 ExtRoof Metal ClimateZone 5b | ExtSlab 4in ClimateZone 1-8 | ExtSlabCarpet 4in ClimateZone 1-8 | ExtSlab 8in ClimateZone 1-8 | ExtSlabCarpet 8in ClimateZone 1-8 | CBECS 1980-2004 ExtWindow ClimateZone 5 | Exterior Door | CBECS 1980-2004 ExtWall Mass ClimateZone 5b | CBECS 1980-2004 ExtWall SteelFrame ClimateZone 5 | CBECS 1980-2004 ExtWall WoodFrame ClimateZone 5 | CBECS 1980-2004 ExtWall Metal ClimateZone 5 | Interior Wall | Interior Partition | Interior Floor |  | CBECS 1980-2004 ExtRoof AtticFloor ClimateZone 5b | Interior Ceiling | Interior Window | Interior Door
NREL 1980-2004 | Commercial | 6 | A | Minneapolis | CBECS 1980-2004 ExtRoof IEAD ClimateZone 6a | AtticRoof ClimateZone 1-8 | CBECS 1980-2004 ExtRoof Metal ClimateZone 6a | ExtSlab 4in ClimateZone 1-8 | ExtSlabCarpet 4in ClimateZone 1-8 | ExtSlab 8in ClimateZone 1-8 | ExtSlabCarpet 8in ClimateZone 1-8 | CBECS 1980-2004 ExtWindow ClimateZone 6 | Exterior Door | CBECS 1980-2004 ExtWall Mass ClimateZone 6a | CBECS 1980-2004 ExtWall SteelFrame ClimateZone 6a | CBECS 1980-2004 ExtWall WoodFrame ClimateZone 6a | CBECS 1980-2004 ExtWall Metal ClimateZone 6a | Interior Wall | Interior Partition | Interior Floor |  | CBECS 1980-2004 ExtRoof AtticFloor ClimateZone 6a | Interior Ceiling | Interior Window | Interior Door
NREL 1980-2004 | Commercial | 6 | B | Helena | CBECS 1980-2004 ExtRoof IEAD ClimateZone 6b | AtticRoof ClimateZone 1-8 | CBECS 1980-2004 ExtRoof Metal ClimateZone 6b | ExtSlab 4in ClimateZone 1-8 | ExtSlabCarpet 4in ClimateZone 1-8 | ExtSlab 8in ClimateZone 1-8 | ExtSlabCarpet 8in ClimateZone 1-8 | CBECS 1980-2004 ExtWindow ClimateZone 6 | Exterior Door | CBECS 1980-2004 ExtWall Mass ClimateZone 6b | CBECS 1980-2004 ExtWall SteelFrame ClimateZone 6b | CBECS 1980-2004 ExtWall WoodFrame ClimateZone 6b | CBECS 1980-2004 ExtWall Metal ClimateZone 6b | Interior Wall | Interior Partition | Interior Floor |  | CBECS 1980-2004 ExtRoof AtticFloor ClimateZone 6b | Interior Ceiling | Interior Window | Interior Door
NREL 1980-2004 | Commercial | 7 |  | Duluth | CBECS 1980-2004 ExtRoof IEAD ClimateZone 7 | AtticRoof ClimateZone 1-8 | CBECS 1980-2004 ExtRoof Metal ClimateZone 7 | ExtSlab 4in ClimateZone 1-8 | ExtSlabCarpet 4in ClimateZone 1-8 | ExtSlab 8in ClimateZone 1-8 | ExtSlabCarpet 8in ClimateZone 1-8 | CBECS 1980-2004 ExtWindow ClimateZone 7 | Exterior Door | CBECS 1980-2004 ExtWall Mass ClimateZone 7 | CBECS 1980-2004 ExtWall SteelFrame ClimateZone 7 | CBECS 1980-2004 ExtWall WoodFrame ClimateZone 7 | CBECS 1980-2004 ExtWall Metal ClimateZone 7 | Interior Wall | Interior Partition | Interior Floor |  | CBECS 1980-2004 ExtRoof AtticFloor ClimateZone 7 | Interior Ceiling | Interior Window | Interior Door
NREL 1980-2004 | Commercial | 8 |  | Fairbanks | CBECS 1980-2004 ExtRoof IEAD ClimateZone 8 | AtticRoof ClimateZone 1-8 | CBECS 1980-2004 ExtRoof Metal ClimateZone 8 | ExtSlab 4in ClimateZone 1-8 | ExtSlabCarpet 4in ClimateZone 1-8 | ExtSlab 8in ClimateZone 1-8 | ExtSlabCarpet 8in ClimateZone 1-8 | CBECS 1980-2004 ExtWindow ClimateZone 8 | Exterior Door | CBECS 1980-2004 ExtWall Mass ClimateZone 8 | CBECS 1980-2004 ExtWall SteelFrame ClimateZone 8 | CBECS 1980-2004 ExtWall WoodFrame ClimateZone 8 | CBECS 1980-2004 ExtWall Metal ClimateZone 8 | Interior Wall | Interior Partition | Interior Floor |  | CBECS 1980-2004 ExtRoof AtticFloor ClimateZone 8 | Interior Ceiling | Interior Window | Interior Door
NREL 1980-2004 | Residential | 1 | A | Miami | CBECS 1980-2004 ExtRoof IEAD ClimateZone 1 |  |  | ExtSlab 4in ClimateZone 1-8 | ExtSlabCarpet 4in ClimateZone 1-8 | ExtSlab 8in ClimateZone 1-8 | ExtSlabCarpet 8in ClimateZone 1-8 | CBECS 1980-2004 ExtWindow ClimateZone 1-2 | Exterior Door | CBECS 1980-2004 ExtWall Mass ClimateZone 1 | CBECS 1980-2004 ExtWall SteelFrame ClimateZone 1 |  |  | Interior Wall | Interior Partition | Interior Floor |  |  | Interior Ceiling | Interior Window | Interior Door
NREL 1980-2004 | Residential | 2 | A | Houston | CBECS 1980-2004 ExtRoof IEAD ClimateZone 2a |  |  | ExtSlab 4in ClimateZone 1-8 | ExtSlabCarpet 4in ClimateZone 1-8 | ExtSlab 8in ClimateZone 1-8 | ExtSlabCarpet 8in ClimateZone 1-8 | CBECS 1980-2004 ExtWindow ClimateZone 1-2 | Exterior Door | CBECS 1980-2004 ExtWall Mass ClimateZone 2a | CBECS 1980-2004 ExtWall SteelFrame ClimateZone 2a |  |  | Interior Wall | Interior Partition | Interior Floor |  |  | Interior Ceiling | Interior Window | Interior Door
NREL 1980-2004 | Residential | 2 | B | Phoenix | CBECS 1980-2004 ExtRoof IEAD ClimateZone 2b |  |  | ExtSlab 4in ClimateZone 1-8 | ExtSlabCarpet 4in ClimateZone 1-8 | ExtSlab 8in ClimateZone 1-8 | ExtSlabCarpet 8in ClimateZone 1-8 | CBECS 1980-2004 ExtWindow ClimateZone 1-2 | Exterior Door | CBECS 1980-2004 ExtWall Mass ClimateZone 2b | CBECS 1980-2004 ExtWall SteelFrame ClimateZone 2b |  |  | Interior Wall | Interior Partition | Interior Floor |  |  | Interior Ceiling | Interior Window | Interior Door
NREL 1980-2004 | Residential | 3 | A | Atlanta | CBECS 1980-2004 ExtRoof IEAD ClimateZone 3a |  |  | ExtSlab 4in ClimateZone 1-8 | ExtSlabCarpet 4in ClimateZone 1-8 | ExtSlab 8in ClimateZone 1-8 | ExtSlabCarpet 8in ClimateZone 1-8 | CBECS 1980-2004 ExtWindow ClimateZone 3a | Exterior Door | CBECS 1980-2004 ExtWall Mass ClimateZone 3a | CBECS 1980-2004 ExtWall SteelFrame ClimateZone 2b 1 |  |  | Interior Wall | Interior Partition | Interior Floor |  |  | Interior Ceiling | Interior Window | Interior Door
NREL 1980-2004 | Residential | 3 | B-lax | Los Angeles | CBECS 1980-2004 ExtRoof IEAD ClimateZone 3b LAS |  |  | ExtSlab 4in ClimateZone 1-8 | ExtSlabCarpet 4in ClimateZone 1-8 | ExtSlab 8in ClimateZone 1-8 | ExtSlabCarpet 8in ClimateZone 1-8 | CBECS 1980-2004 ExtWindow ClimateZone 3b LAX | Exterior Door | CBECS 1980-2004 ExtWall Mass ClimateZone 3b LAS | CBECS 1980-2004 ExtWall SteelFrame ClimateZone 3a |  |  | Interior Wall | Interior Partition | Interior Floor |  |  | Interior Ceiling | Interior Window | Interior Door
NREL 1980-2004 | Residential | 3 | B-las | Las Vegas | CBECS 1980-2004 ExtRoof IEAD ClimateZone 3b LAX |  |  | ExtSlab 4in ClimateZone 1-8 | ExtSlabCarpet 4in ClimateZone 1-8 | ExtSlab 8in ClimateZone 1-8 | ExtSlabCarpet 8in ClimateZone 1-8 | CBECS 1980-2004 ExtWindow ClimateZone 3b LAS | Exterior Door | CBECS 1980-2004 ExtWall Mass ClimateZone 3b LAX | CBECS 1980-2004 ExtWall SteelFrame ClimateZone 3b LAS |  |  | Interior Wall | Interior Partition | Interior Floor |  |  | Interior Ceiling | Interior Window | Interior Door
NREL 1980-2004 | Residential | 3 | C | San Francisco | CBECS 1980-2004 ExtRoof IEAD ClimateZone 3c |  |  | ExtSlab 4in ClimateZone 1-8 | ExtSlabCarpet 4in ClimateZone 1-8 | ExtSlab 8in ClimateZone 1-8 | ExtSlabCarpet 8in ClimateZone 1-8 | CBECS 1980-2004 ExtWindow ClimateZone 3c | Exterior Door | CBECS 1980-2004 ExtWall Mass ClimateZone 3c | CBECS 1980-2004 ExtWall SteelFrame ClimateZone 3b LAX |  |  | Interior Wall | Interior Partition | Interior Floor |  |  | Interior Ceiling | Interior Window | Interior Door
NREL 1980-2004 | Residential | 4 | A | Baltimore | CBECS 1980-2004 ExtRoof IEAD ClimateZone 4a |  |  | ExtSlab 4in ClimateZone 1-8 | ExtSlabCarpet 4in ClimateZone 1-8 | ExtSlab 8in ClimateZone 1-8 | ExtSlabCarpet 8in ClimateZone 1-8 | CBECS 1980-2004 ExtWindow ClimateZone 4a | Exterior Door | CBECS 1980-2004 ExtWall Mass ClimateZone 4a | CBECS 1980-2004 ExtWall SteelFrame ClimateZone 3c |  |  | Interior Wall | Interior Partition | Interior Floor |  |  | Interior Ceiling | Interior Window | Interior Door
NREL 1980-2004 | Residential | 4 | B | Albuquerque | CBECS 1980-2004 ExtRoof IEAD ClimateZone 4b |  |  | ExtSlab 4in ClimateZone 1-8 | ExtSlabCarpet 4in ClimateZone 1-8 | ExtSlab 8in ClimateZone 1-8 | ExtSlabCarpet 8in ClimateZone 1-8 | CBECS 1980-2004 ExtWindow ClimateZone 4b | Exterior Door | CBECS 1980-2004 ExtWall Mass ClimateZone 4b | CBECS 1980-2004 ExtWall SteelFrame ClimateZone 4a |  |  | Interior Wall | Interior Partition | Interior Floor |  |  | Interior Ceiling | Interior Window | Interior Door
NREL 1980-2004 | Residential | 4 | C | Seatlle | CBECS 1980-2004 ExtRoof IEAD ClimateZone 4c |  |  | ExtSlab 4in ClimateZone 1-8 | ExtSlabCarpet 4in ClimateZone 1-8 | ExtSlab 8in ClimateZone 1-8 | ExtSlabCarpet 8in ClimateZone 1-8 | CBECS 1980-2004 ExtWindow ClimateZone 4c | Exterior Door | CBECS 1980-2004 ExtWall Mass ClimateZone 4c-5a | CBECS 1980-2004 ExtWall SteelFrame ClimateZone 4b |  |  | Interior Wall | Interior Partition | Interior Floor |  |  | Interior Ceiling | Interior Window | Interior Door
NREL 1980-2004 | Residential | 5 | A | Chicago | CBECS 1980-2004 ExtRoof IEAD ClimateZone 5a |  |  | ExtSlab 4in ClimateZone 1-8 | ExtSlabCarpet 4in ClimateZone 1-8 | ExtSlab 8in ClimateZone 1-8 | ExtSlabCarpet 8in ClimateZone 1-8 | CBECS 1980-2004 ExtWindow ClimateZone 5 | Exterior Door | CBECS 1980-2004 ExtWall Mass ClimateZone 4c-5a | CBECS 1980-2004 ExtWall SteelFrame ClimateZone 4c |  |  | Interior Wall | Interior Partition | Interior Floor |  |  | Interior Ceiling | Interior Window | Interior Door
NREL 1980-2004 | Residential | 5 | B | Denver | CBECS 1980-2004 ExtRoof IEAD ClimateZone 5b |  |  | ExtSlab 4in ClimateZone 1-8 | ExtSlabCarpet 4in ClimateZone 1-8 | ExtSlab 8in ClimateZone 1-8 | ExtSlabCarpet 8in ClimateZone 1-8 | CBECS 1980-2004 ExtWindow ClimateZone 5 | Exterior Door | CBECS 1980-2004 ExtWall Mass ClimateZone 5b | CBECS 1980-2004 ExtWall SteelFrame ClimateZone 5 |  |  | Interior Wall | Interior Partition | Interior Floor |  |  | Interior Ceiling | Interior Window | Interior Door
NREL 1980-2004 | Residential | 6 | A | Minneapolis | CBECS 1980-2004 ExtRoof IEAD ClimateZone 6a |  |  | ExtSlab 4in ClimateZone 1-8 | ExtSlabCarpet 4in ClimateZone 1-8 | ExtSlab 8in ClimateZone 1-8 | ExtSlabCarpet 8in ClimateZone 1-8 | CBECS 1980-2004 ExtWindow ClimateZone 6 | Exterior Door | CBECS 1980-2004 ExtWall Mass ClimateZone 6a | CBECS 1980-2004 ExtWall SteelFrame ClimateZone 6a |  |  | Interior Wall | Interior Partition | Interior Floor |  |  | Interior Ceiling | Interior Window | Interior Door
NREL 1980-2004 | Residential | 6 | B | Helena | CBECS 1980-2004 ExtRoof IEAD ClimateZone 6b |  |  | ExtSlab 4in ClimateZone 1-8 | ExtSlabCarpet 4in ClimateZone 1-8 | ExtSlab 8in ClimateZone 1-8 | ExtSlabCarpet 8in ClimateZone 1-8 | CBECS 1980-2004 ExtWindow ClimateZone 6 | Exterior Door | CBECS 1980-2004 ExtWall Mass ClimateZone 6b | CBECS 1980-2004 ExtWall SteelFrame ClimateZone 6b |  |  | Interior Wall | Interior Partition | Interior Floor |  |  | Interior Ceiling | Interior Window | Interior Door
NREL 1980-2004 | Residential | 7 |  | Duluth | CBECS 1980-2004 ExtRoof IEAD ClimateZone 7 |  |  | ExtSlab 4in ClimateZone 1-8 | ExtSlabCarpet 4in ClimateZone 1-8 | ExtSlab 8in ClimateZone 1-8 | ExtSlabCarpet 8in ClimateZone 1-8 | CBECS 1980-2004 ExtWindow ClimateZone 7 | Exterior Door | CBECS 1980-2004 ExtWall Mass ClimateZone 7 | CBECS 1980-2004 ExtWall SteelFrame ClimateZone 7 |  |  | Interior Wall | Interior Partition | Interior Floor |  |  | Interior Ceiling | Interior Window | Interior Door
NREL 1980-2004 | Residential | 8 |  | Fairbanks | CBECS 1980-2004 ExtRoof IEAD ClimateZone 8 |  |  | ExtSlab 4in ClimateZone 1-8 | ExtSlabCarpet 4in ClimateZone 1-8 | ExtSlab 8in ClimateZone 1-8 | ExtSlabCarpet 8in ClimateZone 1-8 | CBECS 1980-2004 ExtWindow ClimateZone 8 | Exterior Door | CBECS 1980-2004 ExtWall Mass ClimateZone 8 | CBECS 1980-2004 ExtWall SteelFrame ClimateZone 8 |  |  | Interior Wall | Interior Partition | Interior Floor |  |  | Interior Ceiling | Interior Window | Interior Door

## Template Construction List
Template | Com/Res | Climate Zone | Const Class | Const Type | Construction Name | Type | u-factor (W/m^2*K) | R-value (m^2*K/W) | Material 1 | Material 2 | Material 3 | Material 4 | Material 5
NREL_Before-1980 | Commercial | ClimateZone 1-3 | ExtRoof* | AtticFloor | CBECS Before-1980 ExtRoof AtticFloor ClimateZone 1-3 | Opaque |  | 1.5181 | 1/2IN Gypsum | AtticFloor NonRes Insulation-1.76 | 1/2IN Gypsum
NREL_Before-1980 | Commercial | ClimateZone 4a | ExtRoof* | AtticFloor | CBECS Before-1980 ExtRoof AtticFloor ClimateZone 4a | Opaque |  | 1.8048 | 1/2IN Gypsum | AtticFloor Res Insulation-2.05 | 1/2IN Gypsum
NREL_Before-1980 | Commercial | ClimateZone 4b | ExtRoof* | AtticFloor | CBECS Before-1980 ExtRoof AtticFloor ClimateZone 4b | Opaque |  | 1.8862 | 1/2IN Gypsum | IEAD NonRes Roof Insulation-1.98 | 1/2IN Gypsum
NREL_Before-1980 | Commercial | ClimateZone 4c | ExtRoof* | AtticFloor | CBECS Before-1980 ExtRoof AtticFloor ClimateZone 4c | Opaque |  | 1.9794 | 1/2IN Gypsum | IEAD NonRes Roof Insulation-2.07 | 1/2IN Gypsum
NREL_Before-1980 | Commercial | ClimateZone 5a | ExtRoof* | AtticFloor | CBECS Before-1980 ExtRoof AtticFloor ClimateZone 5a | Opaque |  | 2.4081 | 1/2IN Gypsum | IEAD NonRes Roof Insulation-2.50 | 1/2IN Gypsum
NREL_Before-1980 | Commercial | ClimateZone 5b | ExtRoof* | AtticFloor | CBECS Before-1980 ExtRoof AtticFloor ClimateZone 5b | Opaque |  | 2.1289 | 1/2IN Gypsum | AtticFloor Res Insulation-2.37 | 1/2IN Gypsum
NREL_Before-1980 | Commercial | ClimateZone 6 | ExtRoof* | AtticFloor | CBECS Before-1980 ExtRoof AtticFloor ClimateZone 6 | Opaque |  | 2.742 | 1/2IN Gypsum | AtticFloor NonRes Insulation-2.99 | 1/2IN Gypsum
NREL_Before-1980 | Commercial | ClimateZone 7 | ExtRoof* | AtticFloor | CBECS Before-1980 ExtRoof AtticFloor ClimateZone 7 | Opaque |  | 2.6923 | 1/2IN Gypsum | AtticFloor Res Insulation-2.93 | 1/2IN Gypsum
NREL_Before-1980 | Commercial | ClimateZone 8 | ExtRoof* | AtticFloor | CBECS Before-1980 ExtRoof AtticFloor ClimateZone 8 | Opaque |  | 2.742 | 1/2IN Gypsum | AtticFloor NonRes Insulation-2.99 | 1/2IN Gypsum
NREL_Before-1980 | Commercial | ClimateZone 1-3 | Ext Roof | IEAD | CBECS Before-1980 ExtRoof IEAD ClimateZone 1-3 | Opaque |  | 1.5692 | Roof Membrane | IEAD NonRes Roof Insulation-1.76 | Metal Decking
NREL_Before-1980 | Commercial | ClimateZone 4a | Ext Roof | IEAD | CBECS Before-1980 ExtRoof IEAD ClimateZone 4a | Opaque |  | 1.8559 | Roof Membrane | IEAD NonRes Roof Insulation-2.04 | Metal Decking
NREL_Before-1980 | Commercial | ClimateZone 4b | Ext Roof | IEAD | CBECS Before-1980 ExtRoof IEAD ClimateZone 4b | Opaque |  | 1.7869 | Roof Membrane | IEAD NonRes Roof Insulation-1.98 | Metal Decking
NREL_Before-1980 | Commercial | ClimateZone 4c | Ext Roof | IEAD | CBECS Before-1980 ExtRoof IEAD ClimateZone 4c | Opaque |  | 1.88 | Roof Membrane | IEAD NonRes Roof Insulation-2.07 | Metal Decking
NREL_Before-1980 | Commercial | ClimateZone 5a | Ext Roof | IEAD | CBECS Before-1980 ExtRoof IEAD ClimateZone 5a | Opaque |  | 2.3087 | Roof Membrane | IEAD NonRes Roof Insulation-2.50 | Metal Decking
NREL_Before-1980 | Commercial | ClimateZone 5b | Ext Roof | IEAD | CBECS Before-1980 ExtRoof IEAD ClimateZone 5b | Opaque |  | 2.18 | Roof Membrane | IEAD NonRes Roof Insulation-2.37 | Metal Decking
NREL_Before-1980 | Commercial | ClimateZone 6 | Ext Roof | IEAD | CBECS Before-1980 ExtRoof IEAD ClimateZone 6 | Opaque |  | 2.7931 | Roof Membrane | IEAD NonRes Roof Insulation-2.99 | Metal Decking
NREL_Before-1980 | Commercial | ClimateZone 7 | Ext Roof | IEAD | CBECS Before-1980 ExtRoof IEAD ClimateZone 7 | Opaque |  | 2.7433 | Roof Membrane | IEAD NonRes Roof Insulation-2.93 | Metal Decking
NREL_Before-1980 | Commercial | ClimateZone 7 1 | Ext Roof | IEAD | CBECS Before-1980 ExtRoof IEAD ClimateZone 7 1 | Opaque |  | 2.7433 | Roof Membrane | IEAD NonRes Roof Insulation-2.93 | Metal Decking
NREL_Before-1980 | Commercial | ClimateZone 8 | Ext Roof | IEAD | CBECS Before-1980 ExtRoof IEAD ClimateZone 8 | Opaque |  | 2.7931 | Roof Membrane | IEAD NonRes Roof Insulation-2.99 | Metal Decking
NREL_Before-1980 | Commercial | ClimateZone 1-2 | ExtWall | Mass | CBECS Before-1980 ExtWall Mass ClimateZone 1-2 | Opaque |  | 0.61603 | 1IN Stucco | 8IN CONCRETE HW RefBldg | Mass NonRes Wall Insulation-0.77 | 1/2IN Gypsum
NREL_Before-1980 | Commercial | ClimateZone 3a | ExtWall | Mass | CBECS Before-1980 ExtWall Mass ClimateZone 3a | Opaque |  | 0.63305 | 1IN Stucco | 8IN CONCRETE HW RefBldg | Mass NonRes Wall Insulation-0.78 | 1/2IN Gypsum
NREL_Before-1980 | Commercial | ClimateZone 3b | ExtWall | Mass | CBECS Before-1980 ExtWall Mass ClimateZone 3b | Opaque |  | 0.61603 | 1IN Stucco | 8IN CONCRETE HW RefBldg | Mass NonRes Wall Insulation-0.77 | 1/2IN Gypsum
NREL_Before-1980 | Commercial | ClimateZone 3c | ExtWall | Mass | CBECS Before-1980 ExtWall Mass ClimateZone 3c | Opaque |  | 0.63654 | 1IN Stucco | 8IN CONCRETE HW RefBldg | Mass NonRes Wall Insulation-0.79 | 1/2IN Gypsum
NREL_Before-1980 | Commercial | ClimateZone 4a | ExtWall | Mass | CBECS Before-1980 ExtWall Mass ClimateZone 4a | Opaque |  | 0.83973 | 1IN Stucco | 8IN CONCRETE HW RefBldg | Mass NonRes Wall Insulation-0.99 | 1/2IN Gypsum
NREL_Before-1980 | Commercial | ClimateZone 4b | ExtWall | Mass | CBECS Before-1980 ExtWall Mass ClimateZone 4b | Opaque |  | 0.80746 | 1IN Stucco | 8IN CONCRETE HW RefBldg | Mass NonRes Wall Insulation-0.96 | 1/2IN Gypsum
NREL_Before-1980 | Commercial | ClimateZone 4c | ExtWall | Mass | CBECS Before-1980 ExtWall Mass ClimateZone 4c | Opaque |  | 0.85669 | 1IN Stucco | 8IN CONCRETE HW RefBldg | Mass NonRes Wall Insulation-1.01 | 1/2IN Gypsum
NREL_Before-1980 | Commercial | ClimateZone 5a | ExtWall | Mass | CBECS Before-1980 ExtWall Mass ClimateZone 5a | Opaque |  | 0.97926 | 1IN Stucco | 8IN CONCRETE HW RefBldg | Mass NonRes Wall Insulation-1.13 | 1/2IN Gypsum
NREL_Before-1980 | Commercial | ClimateZone 5b | ExtWall | Mass | CBECS Before-1980 ExtWall Mass ClimateZone 5b | Opaque |  | 0.9442 | 1IN Stucco | 8IN CONCRETE HW RefBldg | Mass NonRes Wall Insulation-1.09 | 1/2IN Gypsum
NREL_Before-1980 | Commercial | ClimateZone 6 | ExtWall | Mass | CBECS Before-1980 ExtWall Mass ClimateZone 6 | Opaque |  | 1.0649 | 1IN Stucco | 8IN CONCRETE HW RefBldg | Mass NonRes Wall Insulation-1.22 | 1/2IN Gypsum
NREL_Before-1980 | Commercial | ClimateZone 7 | ExtWall | Mass | CBECS Before-1980 ExtWall Mass ClimateZone 7 | Opaque |  | 1.1453 | 1IN Stucco | 8IN CONCRETE HW RefBldg | Mass NonRes Wall Insulation-1.30 | 1/2IN Gypsum
NREL_Before-1980 | Commercial | ClimateZone 8 | ExtWall | Mass | CBECS Before-1980 ExtWall Mass ClimateZone 8 | Opaque |  | 1.2592 | 1IN Stucco | 8IN CONCRETE HW RefBldg | Mass NonRes Wall Insulation-1.41 | 1/2IN Gypsum
NREL_Before-1980 | Commercial | ClimateZone 1-2 | ExtWall | Metal | CBECS Before-1980 ExtWall Metal ClimateZone 1-2 | Opaque |  | 0.4245 | Metal Siding | Metal Building Semi-Cond Wall Insulation-0.57 | 1/2IN Gypsum
NREL_Before-1980 | Commercial | ClimateZone 3a | ExtWall | Metal | CBECS Before-1980 ExtWall Metal ClimateZone 3a | Opaque |  | 0.44151 | Metal Siding | Metal Building Semi-Cond Wall Insulation-0.59 | 1/2IN Gypsum
NREL_Before-1980 | Commercial | ClimateZone 3b | ExtWall | Metal | CBECS Before-1980 ExtWall Metal ClimateZone 3b | Opaque |  | 0.4245 | Metal Siding | Metal Building Semi-Cond Wall Insulation-0.57 | 1/2IN Gypsum
NREL_Before-1980 | Commercial | ClimateZone 3c | ExtWall | Metal | CBECS Before-1980 ExtWall Metal ClimateZone 3c | Opaque |  | 0.44151 | Metal Siding | Metal Building Semi-Cond Wall Insulation-0.59 | 1/2IN Gypsum
NREL_Before-1980 | Commercial | ClimateZone 4a | ExtWall | Metal | CBECS Before-1980 ExtWall Metal ClimateZone 4a | Opaque |  | 0.64819 | Metal Siding | Metal Building Semi-Cond Wall Insulation-0.80 | 1/2IN Gypsum
NREL_Before-1980 | Commercial | ClimateZone 4b | ExtWall | Metal | CBECS Before-1980 ExtWall Metal ClimateZone 4b | Opaque |  | 0.61593 | Metal Siding | Metal Building Semi-Cond Wall Insulation-0.77 | 1/2IN Gypsum
NREL_Before-1980 | Commercial | ClimateZone 4c | ExtWall | Metal | CBECS Before-1980 ExtWall Metal ClimateZone 4c | Opaque |  | 0.66516 | Metal Siding | Metal Building Semi-Cond Wall Insulation-0.81 | 1/2IN Gypsum
NREL_Before-1980 | Commercial | ClimateZone 5a | ExtWall | Metal | CBECS Before-1980 ExtWall Metal ClimateZone 5a | Opaque |  | 0.78773 | Metal Siding | Metal Building Semi-Cond Wall Insulation-0.94 | 1/2IN Gypsum
NREL_Before-1980 | Commercial | ClimateZone 5b | ExtWall | Metal | CBECS Before-1980 ExtWall Metal ClimateZone 5b | Opaque |  | 0.75267 | Metal Siding | Metal Building Semi-Cond Wall Insulation-0.90 | 1/2IN Gypsum
NREL_Before-1980 | Commercial | ClimateZone 6 | ExtWall | Metal | CBECS Before-1980 ExtWall Metal ClimateZone 6 | Opaque |  | 0.87337 | Metal Siding | Metal Building Semi-Cond Wall Insulation-1.02 | 1/2IN Gypsum
NREL_Before-1980 | Commercial | ClimateZone 7 | ExtWall | Metal | CBECS Before-1980 ExtWall Metal ClimateZone 7 | Opaque |  | 0.95375 | Metal Siding | Metal Building Semi-Cond Wall Insulation-1.10 | 1/2IN Gypsum
NREL_Before-1980 | Commercial | ClimateZone 8 | ExtWall | Metal | CBECS Before-1980 ExtWall Metal ClimateZone 8 | Opaque |  | 1.0677 | Metal Siding | Metal Building Semi-Cond Wall Insulation-1.22 | 1/2IN Gypsum
NREL_Before-1980 | Commercial | ClimateZone 1-3b | ExtWall | SteelFrame | CBECS Before-1980 ExtWall SteelFrame ClimateZone 1-3b | Opaque |  | 0.61603 | Wood Siding | Steel Frame NonRes Wall Insulation-0.77 | 1/2IN Gypsum
NREL_Before-1980 | Commercial | ClimateZone 3c | ExtWall | SteelFrame | CBECS Before-1980 ExtWall SteelFrame ClimateZone 3c | Opaque |  | 0.63654 | Wood Siding | Steel Frame NonRes Wall Insulation-0.79 | 1/2IN Gypsum
NREL_Before-1980 | Commercial | ClimateZone 4a | ExtWall | SteelFrame | CBECS Before-1980 ExtWall SteelFrame ClimateZone 4a | Opaque |  | 0.83973 | Wood Siding | Steel Frame NonRes Wall Insulation-0.99 | 1/2IN Gypsum
NREL_Before-1980 | Commercial | ClimateZone 4b | ExtWall | SteelFrame | CBECS Before-1980 ExtWall SteelFrame ClimateZone 4b | Opaque |  | 0.80746 | Wood Siding | Steel Frame NonRes Wall Insulation-0.96 | 1/2IN Gypsum
NREL_Before-1980 | Commercial | ClimateZone 4c | ExtWall | SteelFrame | CBECS Before-1980 ExtWall SteelFrame ClimateZone 4c | Opaque |  | 0.85669 | Wood Siding | Steel Frame NonRes Wall Insulation-1.01 | 1/2IN Gypsum
NREL_Before-1980 | Commercial | ClimateZone 5a | ExtWall | SteelFrame | CBECS Before-1980 ExtWall SteelFrame ClimateZone 5a | Opaque |  | 0.97926 | Wood Siding | Steel Frame NonRes Wall Insulation-1.13 | 1/2IN Gypsum
NREL_Before-1980 | Commercial | ClimateZone 5b | ExtWall | SteelFrame | CBECS Before-1980 ExtWall SteelFrame ClimateZone 5b | Opaque |  | 0.9442 | Wood Siding | Steel Frame NonRes Wall Insulation-1.09 | 1/2IN Gypsum
NREL_Before-1980 | Commercial | ClimateZone 6 | ExtWall | SteelFrame | CBECS Before-1980 ExtWall SteelFrame ClimateZone 6 | Opaque |  | 1.0649 | Wood Siding | Steel Frame NonRes Wall Insulation-1.22 | 1/2IN Gypsum
NREL_Before-1980 | Commercial | ClimateZone 7 | ExtWall | SteelFrame | CBECS Before-1980 ExtWall SteelFrame ClimateZone 7 | Opaque |  | 1.1453 | Wood Siding | Steel Frame NonRes Wall Insulation-1.30 | 1/2IN Gypsum
NREL_Before-1980 | Commercial | ClimateZone 8 | ExtWall | SteelFrame | CBECS Before-1980 ExtWall SteelFrame ClimateZone 8 | Opaque |  | 1.2592 | Wood Siding | Steel Frame NonRes Wall Insulation-1.41 | 1/2IN Gypsum
NREL_Before-1980 | Commercial | ClimateZone 1-4 | ExtWindow | - | CBECS Before-1980 ExtWindow ClimateZone 1-4 | Fenestration | 6.9272 |  | Fixed Window 5.84/0.54/0.38
NREL_Before-1980 | Commercial | ClimateZone 5-8 | ExtWindow | - | CBECS Before-1980 ExtWindow ClimateZone 5-8 | Fenestration | 3.5204 |  | Fixed Window 3.53/0.41/0.32
NREL_Before-1980 | Commercial | ClimateZone alt-lrgoff hosp 1-8 | ExtWindow | - | CBECS Before-1980 ExtWindow ClimateZone alt-lrgoff hosp 1-8 | Fenestration | 6.9272 |  | Fixed Window 5.84/0.54/0.38
NREL_2009 | Commercial | ClimateZone 1-8 | ExtRoof* | AtticFloor | ASHRAE 189.1-2009 AtticFloor ClimateZone 1-8 | Opaque |  | 5.0139 | 1/2IN Gypsum | AtticFloor Insulation | 1/2IN Gypsum
NREL_2009 | Commercial | ClimateZone 1 | Ext Roof | IEAD | ASHRAE 189.1-2009 ExtRoof IEAD ClimateZone 1 | Opaque |  | 3.5145 | Roof Membrane | Roof Insulation [18] | Metal Decking
NREL_2009 | Commercial | ClimateZone 2-5 | Ext Roof | IEAD | ASHRAE 189.1-2009 ExtRoof IEAD ClimateZone 2-5 | Opaque |  | 4.3553 | Roof Membrane | Roof Insulation [21] | Metal Decking
NREL_2009 | Commercial | ClimateZone 6 | Ext Roof | IEAD | ASHRAE 189.1-2009 ExtRoof IEAD ClimateZone 6 | Opaque |  | 5.3676 | Roof Membrane | Roof Insulation [24] | Metal Decking
NREL_2009 | Commercial | ClimateZone 7-8 | Ext Roof | IEAD | ASHRAE 189.1-2009 ExtRoof IEAD ClimateZone 7-8 | Opaque |  | 6.0614 | Roof Membrane | Roof Insulation [26] | Metal Decking
NREL_2009 | Commercial | ClimateZone 1 | Ext Roof | Metal | ASHRAE 189.1-2009 ExtRoof Metal ClimateZone 1 | Opaque |  | 3.8123 | Metal Roofing | Roof Insulation [19]
NREL_2009 | Commercial | ClimateZone 2-5 | Ext Roof | Metal | ASHRAE 189.1-2009 ExtRoof Metal ClimateZone 2-5 | Opaque |  | 4.8123 | Metal Roofing | Roof Insulation [22]
NREL_2009 | Commercial | ClimateZone 6 | Ext Roof | Metal | ASHRAE 189.1-2009 ExtRoof Metal ClimateZone 6 | Opaque |  | 5.3674 | Metal Roofing | Roof Insulation [25]
NREL_2009 | Commercial | ClimateZone 7-8 | Ext Roof | Metal | ASHRAE 189.1-2009 ExtRoof Metal ClimateZone 7-8 | Opaque |  | 6.0613 | Metal Roofing | Roof Insulation [27]
NREL_2009 | Commercial | ClimateZone 1 | ExtWall | Mass | ASHRAE 189.1-2009 ExtWall Mass ClimateZone 1 | Opaque |  | 1.0136 | 1IN Stucco | 8IN Concrete HW | Wall Insulation [31] | 1/2IN Gypsum
NREL_2009 | Commercial | ClimateZone 2 | ExtWall | Mass | ASHRAE 189.1-2009 ExtWall Mass ClimateZone 2 | Opaque |  | 1.2798 | 1IN Stucco | 8IN Concrete HW | Wall Insulation [35] | 1/2IN Gypsum
NREL_2009 | Commercial | ClimateZone 3 | ExtWall | Mass | ASHRAE 189.1-2009 ExtWall Mass ClimateZone 3 | Opaque |  | 1.5437 | 1IN Stucco | 8IN Concrete HW | Wall Insulation [36] | 1/2IN Gypsum
NREL_2009 | Commercial | ClimateZone 4 | ExtWall | Mass | ASHRAE 189.1-2009 ExtWall Mass ClimateZone 4 | Opaque |  | 1.8099 | 1IN Stucco | 8IN Concrete HW | Wall Insulation [37] | 1/2IN Gypsum
NREL_2009 | Commercial | ClimateZone 5 | ExtWall | Mass | ASHRAE 189.1-2009 ExtWall Mass ClimateZone 5 | Opaque |  | 2.0715 | 1IN Stucco | 8IN Concrete HW | Wall Insulation [40] | 1/2IN Gypsum
NREL_2009 | Commercial | ClimateZone 6 | ExtWall | Mass | ASHRAE 189.1-2009 ExtWall Mass ClimateZone 6 | Opaque |  | 2.3492 | 1IN Stucco | 8IN Concrete HW | Wall Insulation [42] | 1/2IN Gypsum
NREL_2009 | Commercial | ClimateZone 7-8 | ExtWall | Mass | ASHRAE 189.1-2009 ExtWall Mass ClimateZone 7-8 | Opaque |  | 2.789 | 1IN Stucco | 8IN Concrete HW | Wall Insulation [44] | 1/2IN Gypsum
NREL_2009 | Residential | ClimateZone alt-res 1 | ExtWall | Mass | ASHRAE 189.1-2009 ExtWall Mass ClimateZone alt-res 1 | Opaque |  | 1.2798 | 1IN Stucco | 8IN Concrete HW | Wall Insulation [35] | 1/2IN Gypsum
NREL_2009 | Residential | ClimateZone alt-res 2 | ExtWall | Mass | ASHRAE 189.1-2009 ExtWall Mass ClimateZone alt-res 2 | Opaque |  | 1.5437 | 1IN Stucco | 8IN Concrete HW | Wall Insulation [36] | 1/2IN Gypsum
NREL_2009 | Residential | ClimateZone alt-res 3 | ExtWall | Mass | ASHRAE 189.1-2009 ExtWall Mass ClimateZone alt-res 3 | Opaque |  | 1.8099 | 1IN Stucco | 8IN Concrete HW | Wall Insulation [37] | 1/2IN Gypsum
NREL_2009 | Residential | ClimateZone alt-res 4 | ExtWall | Mass | ASHRAE 189.1-2009 ExtWall Mass ClimateZone alt-res 4 | Opaque |  | 2.0715 | 1IN Stucco | 8IN Concrete HW | Wall Insulation [40] | 1/2IN Gypsum
NREL_2009 | Residential | ClimateZone alt-res 5 | ExtWall | Mass | ASHRAE 189.1-2009 ExtWall Mass ClimateZone alt-res 5 | Opaque |  | 2.3492 | 1IN Stucco | 8IN Concrete HW | Wall Insulation [42] | 1/2IN Gypsum
NREL_2009 | Residential | ClimateZone alt-res 6 | ExtWall | Mass | ASHRAE 189.1-2009 ExtWall Mass ClimateZone alt-res 6 | Opaque |  | 2.789 | 1IN Stucco | 8IN Concrete HW | Wall Insulation [44] | 1/2IN Gypsum
NREL_2009 | Residential | ClimateZone alt-res 7 | ExtWall | Mass | ASHRAE 189.1-2009 ExtWall Mass ClimateZone alt-res 7 | Opaque |  | 2.789 | 1IN Stucco | 8IN Concrete HW | Wall Insulation [44] | 1/2IN Gypsum
NREL_2009 | Residential | ClimateZone alt-res 8 | ExtWall | Mass | ASHRAE 189.1-2009 ExtWall Mass ClimateZone alt-res 8 | Opaque |  | 4.0159 | 1IN Stucco | 8IN Concrete HW | Wall Insulation [46] | 1/2IN Gypsum
NREL_2009 | Commercial | ClimateZone 1-3 | ExtWall | Metal | ASHRAE 189.1-2009 ExtWall Metal ClimateZone 1-3 | Opaque |  | 2.0727 | Metal Siding | Wall Insulation [32] | 1/2IN Gypsum
NREL_2009 | Commercial | ClimateZone 4-8 | ExtWall | Metal | ASHRAE 189.1-2009 ExtWall Metal ClimateZone 4-8 | Opaque |  | 3.1816 | Metal Siding | Wall Insulation [38] | 1/2IN Gypsum
NREL_2009 | Commercial | ClimateZone 1-3 | ExtWall | SteelFrame | ASHRAE 189.1-2009 ExtWall SteelFrame ClimateZone 1-3 | Opaque |  | 2.1775 | MAT-SHEATH | Wall Insulation [33] | 1/2IN Gypsum
NREL_2009 | Commercial | ClimateZone 4-8 | ExtWall | SteelFrame | ASHRAE 189.1-2009 ExtWall SteelFrame ClimateZone 4-8 | Opaque |  | 3.0731 | MAT-SHEATH | Wall Insulation [39] | 1/2IN Gypsum
NREL_2009 | Commercial | ClimateZone 1-4 | ExtWall | WoodFrame | ASHRAE 189.1-2009 ExtWall WoodFrame ClimateZone 1-4 | Opaque |  | 2.6236 | Wood Siding | Wall Insulation [34] | 1/2IN Gypsum
NREL_2009 | Commercial | ClimateZone 5 | ExtWall | WoodFrame | ASHRAE 189.1-2009 ExtWall WoodFrame ClimateZone 5 | Opaque |  | 3.2925 | Wood Siding | Wall Insulation [41] | 1/2IN Gypsum
NREL_2009 | Commercial | ClimateZone 6-8 | ExtWall | WoodFrame | ASHRAE 189.1-2009 ExtWall WoodFrame ClimateZone 6-8 | Opaque |  | 3.6881 | Wood Siding | Wall Insulation [43] | 1/2IN Gypsum
NREL_2009 | Commercial | ClimateZone 1 | ExtWindow | - | ASHRAE 189.1-2009 ExtWindow ClimateZone 1 | Fenestration | Can't calculate |  | Theoretical Glass [167]
NREL_2009 | Commercial | ClimateZone 2 | ExtWindow | - | ASHRAE 189.1-2009 ExtWindow ClimateZone 2 | Fenestration | Can't calculate |  | Theoretical Glass [197]
NREL_2009 | Commercial | ClimateZone 3 | ExtWindow | - | ASHRAE 189.1-2009 ExtWindow ClimateZone 3 | Fenestration | Can't calculate |  | Theoretical Glass [202]
NREL_2009 | Commercial | ClimateZone 4-5 | ExtWindow | - | ASHRAE 189.1-2009 ExtWindow ClimateZone 4-5 | Fenestration | Can't calculate |  | Theoretical Glass [207]
NREL_2009 | Commercial | ClimateZone 6 | ExtWindow | - | ASHRAE 189.1-2009 ExtWindow ClimateZone 6 | Fenestration | Can't calculate |  | Theoretical Glass [216]
NREL_2009 | Commercial | ClimateZone 7-8 | ExtWindow | - | ASHRAE 189.1-2009 ExtWindow ClimateZone 7-8 | Fenestration | Can't calculate |  | Theoretical Glass [221]
NREL_2009 | Residential | ClimateZone alt-res 4-5 | ExtWindow | - | ASHRAE 189.1-2009 ExtWindow ClimateZone alt-res 4-5 | Fenestration | Can't calculate |  | Theoretical Glass [216]
NREL_2004 | Commercial | ClimateZone 1-5 | ExtRoof* | AtticFloor | ASHRAE 90.1-2004 AtticFloor ClimateZone 1-5 | Opaque |  | 6.3345 | 1/2IN Gypsum | AtticFloor NonRes Insulation-5.18 | 1/2IN Gypsum
NREL_2004 | Commercial | ClimateZone 6-8 | ExtRoof* | AtticFloor | ASHRAE 90.1-2004 AtticFloor ClimateZone 6-8 | Opaque |  | 6.3345 | 1/2IN Gypsum | AtticFloor NonRes Insulation-6.52 | 1/2IN Gypsum
NREL_2004 | Commercial | ClimateZone 1-4 | Ext Roof | IEAD | ASHRAE 90.1-2004 ExtRoof IEAD ClimateZone 1-4 | Opaque |  | 2.6036 | Roof Membrane | IEAD NonRes Roof Insulation-2.79 | Metal Decking
NREL_2004 | Commercial | ClimateZone 5-6 | Ext Roof | IEAD | ASHRAE 90.1-2004 ExtRoof IEAD ClimateZone 5-6 | Opaque |  | 2.6582 | Roof Membrane | IEAD NonRes Roof Insulation-2.85 | Metal Decking
NREL_2004 | Commercial | ClimateZone 5-6 1 | Ext Roof | IEAD | ASHRAE 90.1-2004 ExtRoof IEAD ClimateZone 5-6 1 | Opaque |  | 2.6582 | Roof Membrane | IEAD NonRes Roof Insulation-2.85 | Metal Decking
NREL_2004 | Commercial | ClimateZone 7 | Ext Roof | IEAD | ASHRAE 90.1-2004 ExtRoof IEAD ClimateZone 7 | Opaque |  | 2.6036 | Roof Membrane | IEAD NonRes Roof Insulation-2.79 | Metal Decking
NREL_2004 | Commercial | ClimateZone 8 | Ext Roof | IEAD | ASHRAE 90.1-2004 ExtRoof IEAD ClimateZone 8 | Opaque |  | 3.5318 | Roof Membrane | IEAD NonRes Roof Insulation-3.72 | Metal Decking
NREL_2004 | Commercial | ClimateZone 1 | Ext Roof | Metal | ASHRAE 90.1-2004 ExtRoof Metal ClimateZone 1 | Opaque |  | 3.3329e-05 | Metal Roofing
NREL_2004 | Commercial | ClimateZone 2 | Ext Roof | Metal | ASHRAE 90.1-2004 ExtRoof Metal ClimateZone 2 | Opaque |  | 0.86263 | Metal Roofing | Metal Semi-Cond Roof Insulation-1.05
NREL_2004 | Commercial | ClimateZone 3-4 | Ext Roof | Metal | ASHRAE 90.1-2004 ExtRoof Metal ClimateZone 3-4 | Opaque |  | 1.6237 | Metal Roofing | Metal Semi-Cond Roof Insulation-1.81
NREL_2004 | Commercial | ClimateZone 5-6 | Ext Roof | Metal | ASHRAE 90.1-2004 ExtRoof Metal ClimateZone 5-6 | Opaque |  | 1.6783 | Metal Roofing | Metal Semi-Cond Roof Insulation-1.87
NREL_2004 | Commercial | ClimateZone 7 | Ext Roof | Metal | ASHRAE 90.1-2004 ExtRoof Metal ClimateZone 7 | Opaque |  | 1.6237 | Metal Roofing | Metal Semi-Cond Roof Insulation-1.81
NREL_2004 | Commercial | ClimateZone 8 | Ext Roof | Metal | ASHRAE 90.1-2004 ExtRoof Metal ClimateZone 8 | Opaque |  | 2.3087 | Metal Roofing | Metal Semi-Cond Roof Insulation-2.50
NREL_2004 | Commercial | ClimateZone 1-2 | ExtWall | Mass | ASHRAE 90.1-2004 ExtWall Mass ClimateZone 1-2 | Opaque |  | 0.27094 | 1IN Stucco | 8IN CONCRETE HW RefBldg | 1/2IN Gypsum
NREL_2004 | Commercial | ClimateZone 3-4 | ExtWall | Mass | ASHRAE 90.1-2004 ExtWall Mass ClimateZone 3-4 | Opaque |  | 1.0166 | 1IN Stucco | 8IN CONCRETE HW RefBldg | Mass NonRes Wall Insulation-1.17 | 1/2IN Gypsum
NREL_2004 | Commercial | ClimateZone 5 | ExtWall | Mass | ASHRAE 90.1-2004 ExtWall Mass ClimateZone 5 | Opaque |  | 1.2822 | 1IN Stucco | 8IN CONCRETE HW RefBldg | Mass NonRes Wall Insulation-1.43 | 1/2IN Gypsum
NREL_2004 | Commercial | ClimateZone 6 | ExtWall | Mass | ASHRAE 90.1-2004 ExtWall Mass ClimateZone 6 | Opaque |  | 1.5437 | 1IN Stucco | 8IN CONCRETE HW RefBldg | Mass NonRes Wall Insulation-1.69 | 1/2IN Gypsum
NREL_2004 | Commercial | ClimateZone 7 | ExtWall | Mass | ASHRAE 90.1-2004 ExtWall Mass ClimateZone 7 | Opaque |  | 1.8072 | 1IN Stucco | 8IN CONCRETE HW RefBldg | Mass NonRes Wall Insulation-1.96 | 1/2IN Gypsum
NREL_2004 | Commercial | ClimateZone 8 | ExtWall | Mass | ASHRAE 90.1-2004 ExtWall Mass ClimateZone 8 | Opaque |  | 2.0518 | 1IN Stucco | 8IN CONCRETE HW RefBldg | Mass NonRes Wall Insulation-2.20 | 1/2IN Gypsum
NREL_2004 | Residential | ClimateZone alt-res 1-2 | ExtWall | Mass | ASHRAE 90.1-2004 ExtWall Mass ClimateZone alt-res 1-2 | Opaque |  | 1.0166 | 1IN Stucco | 8IN CONCRETE HW RefBldg | Mass NonRes Wall Insulation-1.17 | 1/2IN Gypsum
NREL_2004 | Residential | ClimateZone alt-res 3 | ExtWall | Mass | ASHRAE 90.1-2004 ExtWall Mass ClimateZone alt-res 3 | Opaque |  | 1.2822 | 1IN Stucco | 8IN CONCRETE HW RefBldg | Mass NonRes Wall Insulation-1.43 | 1/2IN Gypsum
NREL_2004 | Residential | ClimateZone alt-res 4 | ExtWall | Mass | ASHRAE 90.1-2004 ExtWall Mass ClimateZone alt-res 4 | Opaque |  | 1.5437 | 1IN Stucco | 8IN CONCRETE HW RefBldg | Mass NonRes Wall Insulation-1.69 | 1/2IN Gypsum
NREL_2004 | Residential | ClimateZone alt-res 5-6 | ExtWall | Mass | ASHRAE 90.1-2004 ExtWall Mass ClimateZone alt-res 5-6 | Opaque |  | 1.8072 | 1IN Stucco | 8IN CONCRETE HW RefBldg | Mass NonRes Wall Insulation-1.96 | 1/2IN Gypsum
NREL_2004 | Residential | ClimateZone alt-res 7 | ExtWall | Mass | ASHRAE 90.1-2004 ExtWall Mass ClimateZone alt-res 7 | Opaque |  | 2.0518 | 1IN Stucco | 8IN CONCRETE HW RefBldg | Mass NonRes Wall Insulation-2.20 | 1/2IN Gypsum
NREL_2004 | Residential | ClimateZone alt-res 8 | ExtWall | Mass | ASHRAE 90.1-2004 ExtWall Mass ClimateZone alt-res 8 | Opaque |  | 2.3308 | 1IN Stucco | 8IN CONCRETE HW RefBldg | Mass NonRes Wall Insulation-2.48 | 1/2IN Gypsum
NREL_2004 | Commercial | ClimateZone 1 | ExtWall | Metal | ASHRAE 90.1-2004 ExtWall Metal ClimateZone 1 | Opaque |  | 0.079408 | Metal Siding | 1/2IN Gypsum
NREL_2004 | Commercial | ClimateZone 2-3 | ExtWall | Metal | ASHRAE 90.1-2004 ExtWall Metal ClimateZone 2-3 | Opaque |  | 0.61593 | Metal Siding | Metal Building Semi-Cond Wall Insulation-0.77 | 1/2IN Gypsum
NREL_2004 | Commercial | ClimateZone 4 | ExtWall | Metal | ASHRAE 90.1-2004 ExtWall Metal ClimateZone 4 | Opaque |  | 0.97308 | Metal Siding | Metal Building Semi-Cond Wall Insulation-1.12 | 1/2IN Gypsum
NREL_2004 | Commercial | ClimateZone 5 | ExtWall | Metal | ASHRAE 90.1-2004 ExtWall Metal ClimateZone 5 | Opaque |  | 1.0906 | Metal Siding | Metal Building Semi-Cond Wall Insulation-1.24 | 1/2IN Gypsum
NREL_2004 | Commercial | ClimateZone 6-8 | ExtWall | Metal | ASHRAE 90.1-2004 ExtWall Metal ClimateZone 6-8 | Opaque |  | 1.2173 | Metal Siding | Metal Building Semi-Cond Wall Insulation-1.37 | 1/2IN Gypsum
NREL_2004 | Commercial | ClimateZone 1-4 | ExtWall | SteelFrame | ASHRAE 90.1-2004 ExtWall SteelFrame ClimateZone 1-4 | Opaque |  | 1.2706 | Wood Siding | Steel Frame NonRes Wall Insulation-1.42 | 1/2IN Gypsum
NREL_2004 | Commercial | ClimateZone 5-6 | ExtWall | SteelFrame | ASHRAE 90.1-2004 ExtWall SteelFrame ClimateZone 5-6 | Opaque |  | 1.9469 | Wood Siding | Steel Frame NonRes Wall Insulation-2.10 | 1/2IN Gypsum
NREL_2004 | Commercial | ClimateZone 7-8 | ExtWall | SteelFrame | ASHRAE 90.1-2004 ExtWall SteelFrame ClimateZone 7-8 | Opaque |  | 2.6021 | Wood Siding | Steel Frame NonRes Wall Insulation-2.75 | 1/2IN Gypsum
NREL_2004 | Residential | ClimateZone alt-res 3 | ExtWall | SteelFrame | ASHRAE 90.1-2004 ExtWall SteelFrame ClimateZone alt-res 3 | Opaque |  | 1.9469 | Wood Siding | Steel Frame NonRes Wall Insulation-2.10 | 1/2IN Gypsum
NREL_2004 | Residential | ClimateZone alt-res 4-6 | ExtWall | SteelFrame | ASHRAE 90.1-2004 ExtWall SteelFrame ClimateZone alt-res 4-6 | Opaque |  | 2.6021 | Wood Siding | Steel Frame NonRes Wall Insulation-2.75 | 1/2IN Gypsum
NREL_2004 | Residential | ClimateZone alt-res 8 | ExtWall | SteelFrame | ASHRAE 90.1-2004 ExtWall SteelFrame ClimateZone alt-res 8 | Opaque |  | 3.0525 | Wood Siding | Steel Frame NonRes Wall Insulation-3.21 | 1/2IN Gypsum
NREL_2004 | Commercial | ClimateZone 1-7 | ExtWall | WoodFrame | ASHRAE 90.1-2004 ExtWall WoodFrame ClimateZone 1-7 | Opaque |  | 1.8292 | Wood Siding | Wood Frame NonRes Wall Insulation-1.98 | 1/2IN Gypsum
NREL_2004 | Commercial | ClimateZone 8 | ExtWall | WoodFrame | ASHRAE 90.1-2004 ExtWall WoodFrame ClimateZone 8 | Opaque |  | 3.3036 | Wood Siding | Wood Frame NonRes Wall Insulation-3.45 | 1/2IN Gypsum
NREL_2004 | Commercial | ClimateZone 1-2 | ExtWindow | - | ASHRAE 90.1-2004 ExtWindow ClimateZone 1-2 | Fenestration | 6.9272 |  | Fixed Window 5.84/0.25/0.11
NREL_2004 | Commercial | ClimateZone 3a-3b | ExtWindow | - | ASHRAE 90.1-2004 ExtWindow ClimateZone 3a-3b | Fenestration | 3.2365 |  | Fixed Window 3.24/0.25/0.16
NREL_2004 | Commercial | ClimateZone 3c | ExtWindow | - | ASHRAE 90.1-2004 ExtWindow ClimateZone 3c | Fenestration | 6.9272 |  | Fixed Window 5.84/0.39/0.22
NREL_2004 | Commercial | ClimateZone 4-6 | ExtWindow | - | ASHRAE 90.1-2004 ExtWindow ClimateZone 4-6 | Fenestration | 3.2365 |  | Fixed Window 3.24/0.39/0.31
NREL_2004 | Commercial | ClimateZone 7 | ExtWindow | - | ASHRAE 90.1-2004 ExtWindow ClimateZone 7 | Fenestration | 3.2365 |  | Fixed Window 3.24/0.49/0.41
NREL_2004 | Commercial | ClimateZone 8 | ExtWindow | - | ASHRAE 90.1-2004 ExtWindow ClimateZone 8 | Fenestration | 2.6119 |  | Fixed Window 2.62/0.30/0.21
NREL_2004 | Residential | ClimateZone alt-res 3c | ExtWindow | - | ASHRAE 90.1-2004 ExtWindow ClimateZone alt-res 3c | Fenestration | 6.9272 |  | Fixed Window 5.84/0.61/0.47
NREL_2004 | Residential | ClimateZone alt-res 4-6 | ExtWindow | - | ASHRAE 90.1-2004 ExtWindow ClimateZone alt-res 4-6 | Fenestration | 2.9526 |  | Fixed Window 3.81/0.39/0.27
NREL_2004 | Residential | ClimateZone alt-res 7 | ExtWindow | - | ASHRAE 90.1-2004 ExtWindow ClimateZone alt-res 7 | Fenestration | 2.9526 |  | Fixed Window 3.81/0.49/0.38
NREL_2004 | Residential | ClimateZone alt-res 8 | ExtWindow | - | ASHRAE 90.1-2004 ExtWindow ClimateZone alt-res 8 | Fenestration | 2.6687 |  | Fixed Window 2.67/0.30/0.21
NREL_2004 | Residential | ClimateZone alt-resA 3a-3b | ExtWindow | - | ASHRAE 90.1-2004 ExtWindow ClimateZone alt-resA 3a-3b | Fenestration | 2.9526 |  | Fixed Window 3.81/0.39/0.27
NREL_2004 | Residential | ClimateZone alt-resH 3a-3b | ExtWindow | - | ASHRAE 90.1-2004 ExtWindow ClimateZone alt-resH 3a-3b | Fenestration | 3.2365 |  | Fixed Window 3.24/0.39/0.31
NREL_2004 | Commercial | ClimateZone alt-ware 1-8 | ExtWindow | - | ASHRAE 90.1-2004 ExtWindow ClimateZone alt-ware 1-8 | Fenestration | 6.9272 |  | Fixed Window 5.84/0.70/0.60
NREL_1980-2004 | Commercial | ClimateZone 1 | ExtRoof* | AtticFloor | CBECS 1980-2004 ExtRoof AtticFloor ClimateZone 1 | Opaque |  | 2.1369 | 1/2IN Gypsum | AtticFloor NonRes Insulation-2.38 | 1/2IN Gypsum
NREL_1980-2004 | Commercial | ClimateZone 2a | ExtRoof* | AtticFloor | CBECS 1980-2004 ExtRoof AtticFloor ClimateZone 2a | Opaque |  | 2.4254 | 1/2IN Gypsum | AtticFloor NonRes Insulation-2.67 | 1/2IN Gypsum
NREL_1980-2004 | Commercial | ClimateZone 2b | ExtRoof* | AtticFloor | CBECS 1980-2004 ExtRoof AtticFloor ClimateZone 2b | Opaque |  | 3.5856 | 1/2IN Gypsum | AtticFloor NonRes Insulation-3.83 | 1/2IN Gypsum
NREL_1980-2004 | Commercial | ClimateZone 3a | ExtRoof* | AtticFloor | CBECS 1980-2004 ExtRoof AtticFloor ClimateZone 3a | Opaque |  | 2.203 | 1/2IN Gypsum | AtticFloor NonRes Insulation-2.45 | 1/2IN Gypsum
NREL_1980-2004 | Commercial | ClimateZone 3b LAS | ExtRoof* | AtticFloor | CBECS 1980-2004 ExtRoof AtticFloor ClimateZone 3b LAS | Opaque |  | 3.4261 | 1/2IN Gypsum | AtticFloor NonRes Insulation-3.67 | 1/2IN Gypsum
NREL_1980-2004 | Commercial | ClimateZone 3b LAX | ExtRoof* | AtticFloor | CBECS 1980-2004 ExtRoof AtticFloor ClimateZone 3b LAX | Opaque |  | 1.5181 | 1/2IN Gypsum | AtticFloor NonRes Insulation-1.76 | 1/2IN Gypsum
NREL_1980-2004 | Commercial | ClimateZone 4a | ExtRoof* | AtticFloor | CBECS 1980-2004 ExtRoof AtticFloor ClimateZone 4a | Opaque |  | 2.7935 | 1/2IN Gypsum | AtticFloor NonRes Insulation-3.04 | 1/2IN Gypsum
NREL_1980-2004 | Commercial | ClimateZone 4b | ExtRoof* | AtticFloor | CBECS 1980-2004 ExtRoof AtticFloor ClimateZone 4b | Opaque |  | 2.742 | 1/2IN Gypsum | AtticFloor NonRes Insulation-2.99 | 1/2IN Gypsum
NREL_1980-2004 | Commercial | ClimateZone 4c | ExtRoof* | AtticFloor | CBECS 1980-2004 ExtRoof AtticFloor ClimateZone 4c | Opaque |  | 2.5088 | 1/2IN Gypsum | AtticFloor NonRes Insulation-2.75 | 1/2IN Gypsum
NREL_1980-2004 | Commercial | ClimateZone 5a | ExtRoof* | AtticFloor | CBECS 1980-2004 ExtRoof AtticFloor ClimateZone 5a | Opaque |  | 3.1345 | 1/2IN Gypsum | AtticFloor NonRes Insulation-3.32 | 1/2IN Gypsum
NREL_1980-2004 | Commercial | ClimateZone 5b | ExtRoof* | AtticFloor | CBECS 1980-2004 ExtRoof AtticFloor ClimateZone 5b | Opaque |  | 3.2649 | 1/2IN Gypsum | AtticFloor NonRes Insulation-3.45 | 1/2IN Gypsum
NREL_1980-2004 | Commercial | ClimateZone 6a | ExtRoof* | AtticFloor | CBECS 1980-2004 ExtRoof AtticFloor ClimateZone 6a | Opaque |  | 3.7253 | 1/2IN Gypsum | AtticFloor NonRes Insulation-3.91 | 1/2IN Gypsum
NREL_1980-2004 | Commercial | ClimateZone 6b | ExtRoof* | AtticFloor | CBECS 1980-2004 ExtRoof AtticFloor ClimateZone 6b | Opaque |  | 3.4058 | 1/2IN Gypsum | AtticFloor NonRes Insulation-3.59 | 1/2IN Gypsum
NREL_1980-2004 | Commercial | ClimateZone 7 | ExtRoof* | AtticFloor | CBECS 1980-2004 ExtRoof AtticFloor ClimateZone 7 | Opaque |  | 4.1599 | 1/2IN Gypsum | AtticFloor NonRes Insulation-4.40 | 1/2IN Gypsum
NREL_1980-2004 | Commercial | ClimateZone 8 | ExtRoof* | AtticFloor | CBECS 1980-2004 ExtRoof AtticFloor ClimateZone 8 | Opaque |  | 5.4928 | 1/2IN Gypsum | AtticFloor NonRes Insulation-5.68 | 1/2IN Gypsum
NREL_1980-2004 | Commercial | ClimateZone 1 | Ext Roof | IEAD | CBECS 1980-2004 ExtRoof IEAD ClimateZone 1 | Opaque |  | 2.188 | Roof Membrane | IEAD NonRes Roof Insulation-2.38 | Metal Decking
NREL_1980-2004 | Commercial | ClimateZone 2a | Ext Roof | IEAD | CBECS 1980-2004 ExtRoof IEAD ClimateZone 2a | Opaque |  | 2.4765 | Roof Membrane | IEAD NonRes Roof Insulation-2.67 | Metal Decking
NREL_1980-2004 | Commercial | ClimateZone 2b | Ext Roof | IEAD | CBECS 1980-2004 ExtRoof IEAD ClimateZone 2b | Opaque |  | 3.6367 | Roof Membrane | IEAD NonRes Roof Insulation-3.83 | Metal Decking
NREL_1980-2004 | Commercial | ClimateZone 3a | Ext Roof | IEAD | CBECS 1980-2004 ExtRoof IEAD ClimateZone 3a | Opaque |  | 2.2541 | Roof Membrane | IEAD NonRes Roof Insulation-2.44 | Metal Decking
NREL_1980-2004 | Commercial | ClimateZone 3b LAS | Ext Roof | IEAD | CBECS 1980-2004 ExtRoof IEAD ClimateZone 3b LAS | Opaque |  | 3.4772 | Roof Membrane | IEAD NonRes Roof Insulation-3.66 | Metal Decking
NREL_1980-2004 | Commercial | ClimateZone 3b LAX | Ext Roof | IEAD | CBECS 1980-2004 ExtRoof IEAD ClimateZone 3b LAX | Opaque |  | 1.5692 | Roof Membrane | IEAD NonRes Roof Insulation-1.76 | Metal Decking
NREL_1980-2004 | Commercial | ClimateZone 3c | Ext Roof | IEAD | CBECS 1980-2004 ExtRoof IEAD ClimateZone 3c | Opaque |  | 1.8094 | Roof Membrane | IEAD NonRes Roof Insulation-2.00 | Metal Decking
NREL_1980-2004 | Commercial | ClimateZone 4a | Ext Roof | IEAD | CBECS 1980-2004 ExtRoof IEAD ClimateZone 4a | Opaque |  | 2.8446 | Roof Membrane | IEAD NonRes Roof Insulation-3.03 | Metal Decking
NREL_1980-2004 | Commercial | ClimateZone 4b | Ext Roof | IEAD | CBECS 1980-2004 ExtRoof IEAD ClimateZone 4b | Opaque |  | 2.7931 | Roof Membrane | IEAD NonRes Roof Insulation-2.99 | Metal Decking
NREL_1980-2004 | Commercial | ClimateZone 4c | Ext Roof | IEAD | CBECS 1980-2004 ExtRoof IEAD ClimateZone 4c | Opaque |  | 2.5599 | Roof Membrane | IEAD NonRes Roof Insulation-2.75 | Metal Decking
NREL_1980-2004 | Commercial | ClimateZone 5a | Ext Roof | IEAD | CBECS 1980-2004 ExtRoof IEAD ClimateZone 5a | Opaque |  | 3.1856 | Roof Membrane | IEAD NonRes Roof Insulation-3.38 | Metal Decking
NREL_1980-2004 | Commercial | ClimateZone 5b | Ext Roof | IEAD | CBECS 1980-2004 ExtRoof IEAD ClimateZone 5b | Opaque |  | 3.3159 | Roof Membrane | IEAD NonRes Roof Insulation-3.51 | Metal Decking
NREL_1980-2004 | Commercial | ClimateZone 5b 1 | Ext Roof | IEAD | CBECS 1980-2004 ExtRoof IEAD ClimateZone 5b 1 | Opaque |  | 3.3159 | Roof Membrane | IEAD NonRes Roof Insulation-3.51 | Metal Decking
NREL_1980-2004 | Commercial | ClimateZone 6a | Ext Roof | IEAD | CBECS 1980-2004 ExtRoof IEAD ClimateZone 6a | Opaque |  | 3.7764 | Roof Membrane | IEAD NonRes Roof Insulation-3.97 | Metal Decking
NREL_1980-2004 | Commercial | ClimateZone 6b | Ext Roof | IEAD | CBECS 1980-2004 ExtRoof IEAD ClimateZone 6b | Opaque |  | 3.4569 | Roof Membrane | IEAD NonRes Roof Insulation-3.65 | Metal Decking
NREL_1980-2004 | Commercial | ClimateZone 7 | Ext Roof | IEAD | CBECS 1980-2004 ExtRoof IEAD ClimateZone 7 | Opaque |  | 4.211 | Roof Membrane | IEAD NonRes Roof Insulation-4.41 | Metal Decking
NREL_1980-2004 | Commercial | ClimateZone 8 | Ext Roof | IEAD | CBECS 1980-2004 ExtRoof IEAD ClimateZone 8 | Opaque |  | 5.5439 | Roof Membrane | IEAD NonRes Roof Insulation-5.75 | Metal Decking
NREL_1980-2004 | Commercial | ClimateZone 1 | Ext Roof | Metal | CBECS 1980-2004 ExtRoof Metal ClimateZone 1 | Opaque |  | 2.188 | Metal Roofing | Metal Semi-Cond Roof Insulation-2.38
NREL_1980-2004 | Commercial | ClimateZone 2a | Ext Roof | Metal | CBECS 1980-2004 ExtRoof Metal ClimateZone 2a | Opaque |  | 2.4765 | Metal Roofing | Metal Semi-Cond Roof Insulation-2.67
NREL_1980-2004 | Commercial | ClimateZone 2b | Ext Roof | Metal | CBECS 1980-2004 ExtRoof Metal ClimateZone 2b | Opaque |  | 3.6367 | Metal Roofing | Metal Semi-Cond Roof Insulation-3.83
NREL_1980-2004 | Commercial | ClimateZone 3a | Ext Roof | Metal | CBECS 1980-2004 ExtRoof Metal ClimateZone 3a | Opaque |  | 2.2541 | Metal Roofing | Metal Semi-Cond Roof Insulation-2.44
NREL_1980-2004 | Commercial | ClimateZone 3b LAS | Ext Roof | Metal | CBECS 1980-2004 ExtRoof Metal ClimateZone 3b LAS | Opaque |  | 3.4772 | Metal Roofing | Metal Semi-Cond Roof Insulation-3.66
NREL_1980-2004 | Commercial | ClimateZone 3b LAX | Ext Roof | Metal | CBECS 1980-2004 ExtRoof Metal ClimateZone 3b LAX | Opaque |  | 1.5692 | Metal Roofing | Metal Semi-Cond Roof Insulation-1.76
NREL_1980-2004 | Commercial | ClimateZone 3c | Ext Roof | Metal | CBECS 1980-2004 ExtRoof Metal ClimateZone 3c | Opaque |  | 1.8094 | Metal Roofing | Metal Semi-Cond Roof Insulation-2.00
NREL_1980-2004 | Commercial | ClimateZone 4a | Ext Roof | Metal | CBECS 1980-2004 ExtRoof Metal ClimateZone 4a | Opaque |  | 2.8446 | Metal Roofing | Metal Semi-Cond Roof Insulation-3.03
NREL_1980-2004 | Commercial | ClimateZone 4b | Ext Roof | Metal | CBECS 1980-2004 ExtRoof Metal ClimateZone 4b | Opaque |  | 2.7931 | Metal Roofing | Metal Semi-Cond Roof Insulation-2.99
NREL_1980-2004 | Commercial | ClimateZone 4c | Ext Roof | Metal | CBECS 1980-2004 ExtRoof Metal ClimateZone 4c | Opaque |  | 2.5599 | Metal Roofing | Metal Semi-Cond Roof Insulation-2.75
NREL_1980-2004 | Commercial | ClimateZone 5a | Ext Roof | Metal | CBECS 1980-2004 ExtRoof Metal ClimateZone 5a | Opaque |  | 3.1856 | Metal Roofing | Metal Semi-Cond Roof Insulation-3.38
NREL_1980-2004 | Commercial | ClimateZone 5b | Ext Roof | Metal | CBECS 1980-2004 ExtRoof Metal ClimateZone 5b | Opaque |  | 3.1856 | Metal Roofing | Metal Semi-Cond Roof Insulation-3.38
NREL_1980-2004 | Commercial | ClimateZone 6a | Ext Roof | Metal | CBECS 1980-2004 ExtRoof Metal ClimateZone 6a | Opaque |  | 3.7764 | Metal Roofing | Metal Semi-Cond Roof Insulation-3.97
NREL_1980-2004 | Commercial | ClimateZone 6b | Ext Roof | Metal | CBECS 1980-2004 ExtRoof Metal ClimateZone 6b | Opaque |  | 3.4569 | Metal Roofing | Metal Semi-Cond Roof Insulation-3.65
NREL_1980-2004 | Commercial | ClimateZone 7 | Ext Roof | Metal | CBECS 1980-2004 ExtRoof Metal ClimateZone 7 | Opaque |  | 4.211 | Metal Roofing | Metal Semi-Cond Roof Insulation-4.41
NREL_1980-2004 | Commercial | ClimateZone 8 | Ext Roof | Metal | CBECS 1980-2004 ExtRoof Metal ClimateZone 8 | Opaque |  | 5.5439 | Metal Roofing | Metal Semi-Cond Roof Insulation-5.75
NREL_1980-2004 | Commercial | ClimateZone 1 | ExtWall | Mass | CBECS 1980-2004 ExtWall Mass ClimateZone 1 | Opaque |  | 0.27094 | 1IN Stucco | 8IN CONCRETE HW RefBldg | 1/2IN Gypsum
NREL_1980-2004 | Commercial | ClimateZone 2a | ExtWall | Mass | CBECS 1980-2004 ExtWall Mass ClimateZone 2a | Opaque |  | 0.36829 | 1IN Stucco | 8IN CONCRETE HW RefBldg | Mass NonRes Wall Insulation-0.52 | 1/2IN Gypsum
NREL_1980-2004 | Commercial | ClimateZone 2b | ExtWall | Mass | CBECS 1980-2004 ExtWall Mass ClimateZone 2b | Opaque |  | 0.27986 | 1IN Stucco | 8IN CONCRETE HW RefBldg | Mass NonRes Wall Insulation-0.43 | 1/2IN Gypsum
NREL_1980-2004 | Commercial | ClimateZone 3a | ExtWall | Mass | CBECS 1980-2004 ExtWall Mass ClimateZone 3a | Opaque |  | 0.4576 | 1IN Stucco | 8IN CONCRETE HW RefBldg | Mass NonRes Wall Insulation-0.61 | 1/2IN Gypsum
NREL_1980-2004 | Commercial | ClimateZone 3b LAS | ExtWall | Mass | CBECS 1980-2004 ExtWall Mass ClimateZone 3b LAS | Opaque |  | 0.27094 | 1IN Stucco | 8IN CONCRETE HW RefBldg | 1/2IN Gypsum
NREL_1980-2004 | Commercial | ClimateZone 3b LAX | ExtWall | Mass | CBECS 1980-2004 ExtWall Mass ClimateZone 3b LAX | Opaque |  | 0.4576 | 1IN Stucco | 8IN CONCRETE HW RefBldg | Mass NonRes Wall Insulation-0.61 | 1/2IN Gypsum
NREL_1980-2004 | Commercial | ClimateZone 3c | ExtWall | Mass | CBECS 1980-2004 ExtWall Mass ClimateZone 3c | Opaque |  | 0.27094 | 1IN Stucco | 8IN CONCRETE HW RefBldg | 1/2IN Gypsum
NREL_1980-2004 | Commercial | ClimateZone 4a | ExtWall | Mass | CBECS 1980-2004 ExtWall Mass ClimateZone 4a | Opaque |  | 1.318 | 1IN Stucco | 8IN CONCRETE HW RefBldg | Mass NonRes Wall Insulation-1.47 | 1/2IN Gypsum
NREL_1980-2004 | Commercial | ClimateZone 4b | ExtWall | Mass | CBECS 1980-2004 ExtWall Mass ClimateZone 4b | Opaque |  | 0.77724 | 1IN Stucco | 8IN CONCRETE HW RefBldg | Mass NonRes Wall Insulation-0.93 | 1/2IN Gypsum
NREL_1980-2004 | Commercial | ClimateZone 4c-5a | ExtWall | Mass | CBECS 1980-2004 ExtWall Mass ClimateZone 4c-5a | Opaque |  | 1.6115 | 1IN Stucco | 8IN CONCRETE HW RefBldg | Mass NonRes Wall Insulation-1.76 | 1/2IN Gypsum
NREL_1980-2004 | Commercial | ClimateZone 5b | ExtWall | Mass | CBECS 1980-2004 ExtWall Mass ClimateZone 5b | Opaque |  | 1.1083 | 1IN Stucco | 8IN CONCRETE HW RefBldg | Mass NonRes Wall Insulation-1.26 | 1/2IN Gypsum
NREL_1980-2004 | Commercial | ClimateZone 6a | ExtWall | Mass | CBECS 1980-2004 ExtWall Mass ClimateZone 6a | Opaque |  | 2.3308 | 1IN Stucco | 8IN CONCRETE HW RefBldg | Mass NonRes Wall Insulation-2.48 | 1/2IN Gypsum
NREL_1980-2004 | Commercial | ClimateZone 6b | ExtWall | Mass | CBECS 1980-2004 ExtWall Mass ClimateZone 6b | Opaque |  | 2.0796 | 1IN Stucco | 8IN CONCRETE HW RefBldg | Mass NonRes Wall Insulation-2.23 | 1/2IN Gypsum
NREL_1980-2004 | Commercial | ClimateZone 7 | ExtWall | Mass | CBECS 1980-2004 ExtWall Mass ClimateZone 7 | Opaque |  | 2.7375 | 1IN Stucco | 8IN CONCRETE HW RefBldg | Mass NonRes Wall Insulation-2.89 | 1/2IN Gypsum
NREL_1980-2004 | Commercial | ClimateZone 8 | ExtWall | Mass | CBECS 1980-2004 ExtWall Mass ClimateZone 8 | Opaque |  | 3.5975 | 1IN Stucco | 8IN CONCRETE HW RefBldg | Mass NonRes Wall Insulation-3.75 | 1/2IN Gypsum
NREL_1980-2004 | Commercial | ClimateZone 1 | ExtWall | Metal | CBECS 1980-2004 ExtWall Metal ClimateZone 1 | Opaque |  | 0.079408 | Metal Siding | 1/2IN Gypsum
NREL_1980-2004 | Commercial | ClimateZone 2a | ExtWall | Metal | CBECS 1980-2004 ExtWall Metal ClimateZone 2a | Opaque |  | 0.83289 | Metal Siding | Metal Building Semi-Cond Wall Insulation-0.98 | 1/2IN Gypsum
NREL_1980-2004 | Commercial | ClimateZone 2b | ExtWall | Metal | CBECS 1980-2004 ExtWall Metal ClimateZone 2b | Opaque |  | 0.39259 | Metal Siding | Metal Building Semi-Cond Wall Insulation-0.54 | 1/2IN Gypsum
NREL_1980-2004 | Commercial | ClimateZone 3a | ExtWall | Metal | CBECS 1980-2004 ExtWall Metal ClimateZone 3a | Opaque |  | 1.0135 | Metal Siding | Metal Building Semi-Cond Wall Insulation-1.16 | 1/2IN Gypsum
NREL_1980-2004 | Commercial | ClimateZone 3b LAS | ExtWall | Metal | CBECS 1980-2004 ExtWall Metal ClimateZone 3b LAS | Opaque |  | 0.75951 | Metal Siding | Metal Building Semi-Cond Wall Insulation-0.91 | 1/2IN Gypsum
NREL_1980-2004 | Commercial | ClimateZone 3b LAX | ExtWall | Metal | CBECS 1980-2004 ExtWall Metal ClimateZone 3b LAX | Opaque |  | 0.4593 | Metal Siding | Metal Building Semi-Cond Wall Insulation-0.61 | 1/2IN Gypsum
NREL_1980-2004 | Commercial | ClimateZone 3c | ExtWall | Metal | CBECS 1980-2004 ExtWall Metal ClimateZone 3c | Opaque |  | 1.0135 | Metal Siding | Metal Building Semi-Cond Wall Insulation-1.16 | 1/2IN Gypsum
NREL_1980-2004 | Commercial | ClimateZone 4a | ExtWall | Metal | CBECS 1980-2004 ExtWall Metal ClimateZone 4a | Opaque |  | 1.6376 | Metal Siding | Metal Building Semi-Cond Wall Insulation-1.79 | 1/2IN Gypsum
NREL_1980-2004 | Commercial | ClimateZone 4b | ExtWall | Metal | CBECS 1980-2004 ExtWall Metal ClimateZone 4b | Opaque |  | 1.4199 | Metal Siding | Metal Building Semi-Cond Wall Insulation-1.57 | 1/2IN Gypsum
NREL_1980-2004 | Commercial | ClimateZone 4c | ExtWall | Metal | CBECS 1980-2004 ExtWall Metal ClimateZone 4c | Opaque |  | 1.5731 | Metal Siding | Metal Building Semi-Cond Wall Insulation-1.72 | 1/2IN Gypsum
NREL_1980-2004 | Commercial | ClimateZone 5 | ExtWall | Metal | CBECS 1980-2004 ExtWall Metal ClimateZone 5 | Opaque |  | 1.8066 | Metal Siding | Metal Building Semi-Cond Wall Insulation-1.96 | 1/2IN Gypsum
NREL_1980-2004 | Commercial | ClimateZone 6a | ExtWall | Metal | CBECS 1980-2004 ExtWall Metal ClimateZone 6a | Opaque |  | 2.3683 | Metal Siding | Metal Building Semi-Cond Wall Insulation-2.52 | 1/2IN Gypsum
NREL_1980-2004 | Commercial | ClimateZone 6b | ExtWall | Metal | CBECS 1980-2004 ExtWall Metal ClimateZone 6b | Opaque |  | 2.1049 | Metal Siding | Metal Building Semi-Cond Wall Insulation-2.25 | 1/2IN Gypsum
NREL_1980-2004 | Commercial | ClimateZone 7 | ExtWall | Metal | CBECS 1980-2004 ExtWall Metal ClimateZone 7 | Opaque |  | 2.6953 | Metal Siding | Metal Building Semi-Cond Wall Insulation-2.85 | 1/2IN Gypsum
NREL_1980-2004 | Commercial | ClimateZone 8 | ExtWall | Metal | CBECS 1980-2004 ExtWall Metal ClimateZone 8 | Opaque |  | 3.5725 | Metal Siding | Metal Building Semi-Cond Wall Insulation-3.72 | 1/2IN Gypsum
NREL_1980-2004 | Commercial | ClimateZone 1 | ExtWall | SteelFrame | CBECS 1980-2004 ExtWall SteelFrame ClimateZone 1 | Opaque |  | 0.17028 | Wood Siding | 1/2IN Gypsum
NREL_1980-2004 | Commercial | ClimateZone 2a | ExtWall | SteelFrame | CBECS 1980-2004 ExtWall SteelFrame ClimateZone 2a | Opaque |  | 1.0244 | Wood Siding | Steel Frame NonRes Wall Insulation-1.17 | 1/2IN Gypsum
NREL_1980-2004 | Commercial | ClimateZone 2b | ExtWall | SteelFrame | CBECS 1980-2004 ExtWall SteelFrame ClimateZone 2b | Opaque |  | 0.58413 | Wood Siding | Steel Frame NonRes Wall Insulation-0.73 | 1/2IN Gypsum
NREL_1980-2004 | Commercial | ClimateZone 2b 1 | ExtWall | SteelFrame | CBECS 1980-2004 ExtWall SteelFrame ClimateZone 2b 1 | Opaque |  | 0.58413 | Wood Siding | Steel Frame NonRes Wall Insulation-0.73 | 1/2IN Gypsum
NREL_1980-2004 | Commercial | ClimateZone 3a | ExtWall | SteelFrame | CBECS 1980-2004 ExtWall SteelFrame ClimateZone 3a | Opaque |  | 1.2051 | Wood Siding | Steel Frame NonRes Wall Insulation-1.36 | 1/2IN Gypsum
NREL_1980-2004 | Commercial | ClimateZone 3b LAS | ExtWall | SteelFrame | CBECS 1980-2004 ExtWall SteelFrame ClimateZone 3b LAS | Opaque |  | 0.95104 | Wood Siding | Steel Frame NonRes Wall Insulation-1.10 | 1/2IN Gypsum
NREL_1980-2004 | Commercial | ClimateZone 3b LAX | ExtWall | SteelFrame | CBECS 1980-2004 ExtWall SteelFrame ClimateZone 3b LAX | Opaque |  | 0.65084 | Wood Siding | Steel Frame NonRes Wall Insulation-0.80 | 1/2IN Gypsum
NREL_1980-2004 | Commercial | ClimateZone 3c | ExtWall | SteelFrame | CBECS 1980-2004 ExtWall SteelFrame ClimateZone 3c | Opaque |  | 1.2051 | Wood Siding | Steel Frame NonRes Wall Insulation-1.36 | 1/2IN Gypsum
NREL_1980-2004 | Commercial | ClimateZone 4a | ExtWall | SteelFrame | CBECS 1980-2004 ExtWall SteelFrame ClimateZone 4a | Opaque |  | 1.8292 | Wood Siding | Steel Frame NonRes Wall Insulation-1.98 | 1/2IN Gypsum
NREL_1980-2004 | Commercial | ClimateZone 4b | ExtWall | SteelFrame | CBECS 1980-2004 ExtWall SteelFrame ClimateZone 4b | Opaque |  | 1.6115 | Wood Siding | Steel Frame NonRes Wall Insulation-1.76 | 1/2IN Gypsum
NREL_1980-2004 | Commercial | ClimateZone 4c | ExtWall | SteelFrame | CBECS 1980-2004 ExtWall SteelFrame ClimateZone 4c | Opaque |  | 1.7646 | Wood Siding | Steel Frame NonRes Wall Insulation-1.92 | 1/2IN Gypsum
NREL_1980-2004 | Commercial | ClimateZone 5 | ExtWall | SteelFrame | CBECS 1980-2004 ExtWall SteelFrame ClimateZone 5 | Opaque |  | 1.9981 | Wood Siding | Steel Frame NonRes Wall Insulation-2.15 | 1/2IN Gypsum
NREL_1980-2004 | Commercial | ClimateZone 6a | ExtWall | SteelFrame | CBECS 1980-2004 ExtWall SteelFrame ClimateZone 6a | Opaque |  | 2.5598 | Wood Siding | Steel Frame NonRes Wall Insulation-2.71 | 1/2IN Gypsum
NREL_1980-2004 | Commercial | ClimateZone 6b | ExtWall | SteelFrame | CBECS 1980-2004 ExtWall SteelFrame ClimateZone 6b | Opaque |  | 2.2964 | Wood Siding | Steel Frame NonRes Wall Insulation-2.44 | 1/2IN Gypsum
NREL_1980-2004 | Commercial | ClimateZone 7 | ExtWall | SteelFrame | CBECS 1980-2004 ExtWall SteelFrame ClimateZone 7 | Opaque |  | 2.8868 | Wood Siding | Steel Frame NonRes Wall Insulation-3.04 | 1/2IN Gypsum
NREL_1980-2004 | Commercial | ClimateZone 8 | ExtWall | SteelFrame | CBECS 1980-2004 ExtWall SteelFrame ClimateZone 8 | Opaque |  | 3.764 | Wood Siding | Steel Frame NonRes Wall Insulation-3.91 | 1/2IN Gypsum
NREL_1980-2004 | Commercial | ClimateZone 1 | ExtWall | WoodFrame | CBECS 1980-2004 ExtWall WoodFrame ClimateZone 1 | Opaque |  | 0.17028 | Wood Siding | 1/2IN Gypsum
NREL_1980-2004 | Commercial | ClimateZone 2a | ExtWall | WoodFrame | CBECS 1980-2004 ExtWall WoodFrame ClimateZone 2a | Opaque |  | 1.0244 | Wood Siding | Wood Frame NonRes Wall Insulation-1.17 | 1/2IN Gypsum
NREL_1980-2004 | Commercial | ClimateZone 2b | ExtWall | WoodFrame | CBECS 1980-2004 ExtWall WoodFrame ClimateZone 2b | Opaque |  | 0.58413 | Wood Siding | Wood Frame NonRes Wall Insulation-0.73 | 1/2IN Gypsum
NREL_1980-2004 | Commercial | ClimateZone 3a | ExtWall | WoodFrame | CBECS 1980-2004 ExtWall WoodFrame ClimateZone 3a | Opaque |  | 1.2051 | Wood Siding | Wood Frame NonRes Wall Insulation-1.36 | 1/2IN Gypsum
NREL_1980-2004 | Commercial | ClimateZone 3b LAS | ExtWall | WoodFrame | CBECS 1980-2004 ExtWall WoodFrame ClimateZone 3b LAS | Opaque |  | 0.95104 | Wood Siding | Wood Frame NonRes Wall Insulation-1.10 | 1/2IN Gypsum
NREL_1980-2004 | Commercial | ClimateZone 3b LAX | ExtWall | WoodFrame | CBECS 1980-2004 ExtWall WoodFrame ClimateZone 3b LAX | Opaque |  | 0.65084 | Wood Siding | Wood Frame NonRes Wall Insulation-0.80 | 1/2IN Gypsum
NREL_1980-2004 | Commercial | ClimateZone 3c | ExtWall | WoodFrame | CBECS 1980-2004 ExtWall WoodFrame ClimateZone 3c | Opaque |  | 1.2051 | Wood Siding | Wood Frame NonRes Wall Insulation-1.36 | 1/2IN Gypsum
NREL_1980-2004 | Commercial | ClimateZone 4a | ExtWall | WoodFrame | CBECS 1980-2004 ExtWall WoodFrame ClimateZone 4a | Opaque |  | 1.8292 | Wood Siding | Wood Frame NonRes Wall Insulation-1.98 | 1/2IN Gypsum
NREL_1980-2004 | Commercial | ClimateZone 4b | ExtWall | WoodFrame | CBECS 1980-2004 ExtWall WoodFrame ClimateZone 4b | Opaque |  | 1.6115 | Wood Siding | Wood Frame NonRes Wall Insulation-1.76 | 1/2IN Gypsum
NREL_1980-2004 | Commercial | ClimateZone 4c | ExtWall | WoodFrame | CBECS 1980-2004 ExtWall WoodFrame ClimateZone 4c | Opaque |  | 1.7646 | Wood Siding | Wood Frame NonRes Wall Insulation-1.92 | 1/2IN Gypsum
NREL_1980-2004 | Commercial | ClimateZone 5 | ExtWall | WoodFrame | CBECS 1980-2004 ExtWall WoodFrame ClimateZone 5 | Opaque |  | 1.9981 | Wood Siding | Wood Frame NonRes Wall Insulation-2.15 | 1/2IN Gypsum
NREL_1980-2004 | Commercial | ClimateZone 6a | ExtWall | WoodFrame | CBECS 1980-2004 ExtWall WoodFrame ClimateZone 6a | Opaque |  | 2.5598 | Wood Siding | Wood Frame NonRes Wall Insulation-2.71 | 1/2IN Gypsum
NREL_1980-2004 | Commercial | ClimateZone 6b | ExtWall | WoodFrame | CBECS 1980-2004 ExtWall WoodFrame ClimateZone 6b | Opaque |  | 2.2964 | Wood Siding | Wood Frame NonRes Wall Insulation-2.44 | 1/2IN Gypsum
NREL_1980-2004 | Commercial | ClimateZone 7 | ExtWall | WoodFrame | CBECS 1980-2004 ExtWall WoodFrame ClimateZone 7 | Opaque |  | 2.8868 | Wood Siding | Wood Frame NonRes Wall Insulation-3.04 | 1/2IN Gypsum
NREL_1980-2004 | Commercial | ClimateZone 8 | ExtWall | WoodFrame | CBECS 1980-2004 ExtWall WoodFrame ClimateZone 8 | Opaque |  | 3.764 | Wood Siding | Wood Frame NonRes Wall Insulation-3.91 | 1/2IN Gypsum
NREL_1980-2004 | Commercial | ClimateZone 1-2 | ExtWindow | - | CBECS 1980-2004 ExtWindow ClimateZone 1-2 | Fenestration | 6.9272 |  | Fixed Window 5.84/0.25/0.11
NREL_1980-2004 | Commercial | ClimateZone 3a | ExtWindow | - | CBECS 1980-2004 ExtWindow ClimateZone 3a | Fenestration | 4.0882 |  | Fixed Window 4.09/0.26/0.13
NREL_1980-2004 | Commercial | ClimateZone 3b LAS | ExtWindow | - | CBECS 1980-2004 ExtWindow ClimateZone 3b LAS | Fenestration | 6.9272 |  | Fixed Window 5.84/0.25/0.11
NREL_1980-2004 | Commercial | ClimateZone 3b LAX | ExtWindow | - | CBECS 1980-2004 ExtWindow ClimateZone 3b LAX | Fenestration | 6.9272 |  | Fixed Window 5.84/0.44/0.27
NREL_1980-2004 | Commercial | ClimateZone 3c | ExtWindow | - | CBECS 1980-2004 ExtWindow ClimateZone 3c | Fenestration | 4.0882 |  | Fixed Window 4.09/0.39/0.25
NREL_1980-2004 | Commercial | ClimateZone 4a | ExtWindow | - | CBECS 1980-2004 ExtWindow ClimateZone 4a | Fenestration | 3.35 |  | Fixed Window 3.35/0.36/0.27
NREL_1980-2004 | Commercial | ClimateZone 4b | ExtWindow | - | CBECS 1980-2004 ExtWindow ClimateZone 4b | Fenestration | 4.0882 |  | Fixed Window 4.09/0.36/0.23
NREL_1980-2004 | Commercial | ClimateZone 4c | ExtWindow | - | CBECS 1980-2004 ExtWindow ClimateZone 4c | Fenestration | 4.0882 |  | Fixed Window 4.09/0.39/0.25
NREL_1980-2004 | Commercial | ClimateZone 5 | ExtWindow | - | CBECS 1980-2004 ExtWindow ClimateZone 5 | Fenestration | 3.35 |  | Fixed Window 3.35/0.39/0.31
NREL_1980-2004 | Commercial | ClimateZone 6 | ExtWindow | - | CBECS 1980-2004 ExtWindow ClimateZone 6 | Fenestration | 2.9526 |  | Fixed Window 2.96/0.39/0.31
NREL_1980-2004 | Commercial | ClimateZone 7 | ExtWindow | - | CBECS 1980-2004 ExtWindow ClimateZone 7 | Fenestration | 2.9526 |  | Fixed Window 2.96/0.49/0.41
NREL_1980-2004 | Commercial | ClimateZone 8 | ExtWindow | - | CBECS 1980-2004 ExtWindow ClimateZone 8 | Fenestration | 2.9526 |  | Fixed Window 2.96/0.62/0.54
NREL_1980-2004 | Commercial | ClimateZone alt-lrgoff hosp 1-8 | ExtWindow | - | CBECS 1980-2004 ExtWindow ClimateZone alt-lrgoff hosp 1-8 | Fenestration | 6.9272 |  | Fixed Window 5.84/0.25/0.11
Generic | Generic | ClimateZone 1-8 | Ext Roof |  | AtticRoof ClimateZone 1-8 | Opaque |  | 0.059408 | Roof Membrane | Metal Decking
Generic | Generic | Generic | ExtDoor |  | Exterior Door | Opaque |  | 0.84668 | F08 Metal surface | I01 25mm insulation board
Generic | Generic | ClimateZone 1-8 | GroundFloor |  | ExtSlab 4in ClimateZone 1-8 | Opaque |  | 0.077498 | MAT-CC05 4 HW CONCRETE
Generic | Generic | ClimateZone 1-8 | GroundFloor |  | ExtSlab 8in ClimateZone 1-8 | Opaque |  | 0.155 | MAT-CC05 8 HW CONCRETE
Generic | Generic | ClimateZone 1-8 | GroundFloor |  | ExtSlabCarpet 4in ClimateZone 1-8 | Opaque |  | 0.294 | MAT-CC05 4 HW CONCRETE | CP02 CARPET PAD
Generic | Generic | ClimateZone 1-8 | GroundFloor |  | ExtSlabCarpet 8in ClimateZone 1-8 | Opaque |  | 0.3715 | MAT-CC05 8 HW CONCRETE | CP02 CARPET PAD
Generic | Generic | Generic | IntCeiling |  | Interior Ceiling | Opaque |  | 0.69003 | M11 100mm lightweight concrete | F05 Ceiling air space resistance | F16 Acoustic tile
Generic | Generic | Generic | IntDoor |  | Interior Door | Opaque |  | 0.16933 | G05 25mm wood
Generic | Generic | Generic | IntFloor |  | Interior Floor | Opaque |  | 0.69003 | F16 Acoustic tile | F05 Ceiling air space resistance | M11 100mm lightweight concrete
Generic | Generic | Generic | IntPart |  | Interior Partition | Opaque |  | 0.16933 | G05 25mm wood
Generic | Generic | Generic | IntWall |  | Interior Wall | Opaque |  | 0.3875 | G01a 19mm gypsum board | F04 Wall air space resistance | G01a 19mm gypsum board
Generic | Generic | Generic | IntWindow |  | Interior Window | Fenestration | Can't calculate |  | Clear 3mm

## NREL 2004 Scorecard Summary
NREL Template Constructions
|  | Miami | Houston | Phoenix | Atlanta | Los Angeles | Las Vegas | San Francisco | Baltimore | Albuquerque | Seattle | Chicago | Boulder | Minneapolis | Helena | Duluth | Fairbanks
Source | ASHRAE 90.1-2004 Climate Zone | 1A | 2A | 2B | 3A | 3B-CA | 3B | 3C | 4A | 4B | 4C | 5A | 5B | 6A | 6B | 7 | 8
Exterior walls - commercial space
lg hotel | Construction Type | Mass Wall | Mass Wall | Mass Wall | Mass Wall | Mass Wall | Mass Wall | Mass Wall | Mass Wall | Mass Wall | Mass Wall | Mass Wall | Mass Wall | Mass Wall | Mass Wall | Mass Wall | Mass Wall
lg hotel | R-value (m2·K / W) | 0.4207 | 0.4207 | 0.4207 | 1.1669 | 1.1669 | 1.1669 | 1.1669 | 1.1669 | 1.1669 | 1.1669 | 1.4327 | 1.4327 | 1.692 | 1.692 | 1.9569 | 2.2026
| Construction Type | Steel frame wall | Steel frame wall | Steel frame wall | Steel frame wall | Steel frame wall | Steel frame wall | Steel frame wall | Steel frame wall | Steel frame wall | Steel frame wall | Steel frame wall | Steel frame wall | Steel frame wall | Steel frame wall | Steel frame wall | Steel frame wall
| R-value (m2·K / W) | 1.4205 | 1.4205 | 1.4205 | 1.4205 | 1.4205 | 1.4205 | 1.4205 | 1.4205 | 1.4205 | 1.4205 | 2.0964 | 2.0964 | 2.0964 | 2.0964 | 2.7548 | 2.7548
quick service rest | Construction Type | Wood-Framed | Wood-Framed | Wood-Framed | Wood-Framed | Wood-Framed | Wood-Framed | Wood-Framed | Wood-Framed | Wood-Framed | Wood-Framed | Wood-Framed | Wood-Framed | Wood-Framed | Wood-Framed | Wood-Framed | Wood-Framed
quick service rest | R-value (m2·K / W) | 1.9802 | 1.9802 | 1.9802 | 1.9802 | 1.9802 | 1.9802 | 1.9802 | 1.9802 | 1.9802 | 1.9802 | 1.9802 | 1.9802 | 1.9802 | 1.9802 | 1.9802 | 3.4483
warehouse | Construction Type | Metal building wall | Metal building wall | Metal building wall | Metal building wall | Metal building wall | Metal building wall | Metal building wall | Metal building wall | Metal building wall | Metal building wall | Metal building wall | Metal building wall | Metal building wall | Metal building wall | Metal building wall | Metal building wall
warehouse | R-value (m2·K / W) | 0.2291 | 0.7657 | 0.7657 | 0.7657 | 0.7657 | 0.7657 | 0.7657 | 1.1223 | 1.1223 | 1.1223 | 1.2407 | 1.2407 | 1.3661 | 1.3661 | 1.3661 | 1.3661
Exterior walls - residential space
lg hotel | Construction Type | Mass Wall | Mass Wall | Mass Wall | Mass Wall | Mass Wall | Mass Wall | Mass Wall | Mass Wall | Mass Wall | Mass Wall | Mass Wall | Mass Wall | Mass Wall | Mass Wall | Mass Wall | Mass Wall
lg hotel | R-value (m2·K / W) | 1.1669 | 1.1669 | 1.1669 | 1.4327 | 1.4327 | 1.4327 | 1.4327 | 1.692 | 1.692 | 1.692 | 1.9569 | 1.9569 | 1.9569 | 1.9569 | 2.2026 | 2.4814
midrise, sm hotel | Construction Type | Steel frame | Steel frame | Steel frame | Steel frame | Steel frame | Steel frame | Steel frame | Steel frame | Steel frame | Steel frame | Steel frame | Steel frame | Steel frame | Steel frame | Steel frame | Steel frame
midrise, sm hotel | R-value (m2·K / W) | 1.4205 | 1.4205 | 1.4205 | 2.0964 | 2.0964 | 2.0964 | 2.0964 | 2.7548 | 2.7548 | 2.7548 | 2.7548 | 2.7548 | 2.7548 | 2.7548 | 2.7548 | 3.2051
Underground walls
| Construction Type | 8in concrete | 8in concrete | 8in concrete | 8in concrete | 8in concrete | 8in concrete | 8in concrete | 8in concrete | 8in concrete | 8in concrete | 8in concrete | 8in concrete | 8in concrete | 8in concrete | 8in concrete | 8in concrete
| R-value (m2·K / W) | 0.30675 | 0.30675 | 0.30675 | 0.30675 | 0.30675 | 0.30675 | 0.30675 | 0.30675 | 0.30675 | 0.30675 | 0.30675 | 0.30675 | 0.30675 | 0.30675 | 1.6313 | 1.6313
Roof
typical | Construction Type | IEAD | IEAD | IEAD | IEAD | IEAD | IEAD | IEAD | IEAD | IEAD | IEAD | IEAD | IEAD | IEAD | IEAD | IEAD | IEAD
typical | R-value (m2·K / W) | 2.7933 | 2.7933 | 2.7933 | 2.7933 | 2.7933 | 2.7933 | 2.7933 | 2.7933 | 2.7933 | 2.7933 | 2.849 | 2.849 | 2.849 | 2.849 | 2.7933 | 3.7175
warehouse | Construction Type | Metal building roof | Metal building roof | Metal building roof | Metal building roof | Metal building roof | Metal building roof | Metal building roof | Metal building roof | Metal building roof | Metal building roof | Metal building roof | Metal building roof | Metal building roof | Metal building roof | Metal building roof | Metal building roof
warehouse | R-value (m2·K / W) | 0.18847 | 1.0515 | 1.0515 | 1.8116 | 1.8116 | 1.8116 | 1.8116 | 1.8116 | 1.8116 | 1.8116 | 1.8657 | 1.8657 | 1.8657 | 1.8657 | 1.8116 | 2.5
(see attic floor) | Construction Type | Attic Ceiling | Attic Ceiling | Attic Ceiling | Attic Ceiling | Attic Ceiling | Attic Ceiling | Attic Ceiling | Attic Ceiling | Attic Ceiling | Attic Ceiling | Attic Ceiling | Attic Ceiling | Attic Ceiling | Attic Ceiling | Attic Ceiling | Attic Ceiling
(see attic floor) | R-value (m2·K / W) | ??? | ??? | ??? | ??? | ??? | ??? | ??? | ??? | ??? | ??? | ??? | ??? | ??? | ??? | ??? | ???
Attic Floor
fsr,qsr, sm off | Construction Type | Attic | Attic | Attic | Attic | Attic | Attic | Attic | Attic | Attic | Attic | Attic | Attic | Attic | Attic | Attic | Attic
fsr,qsr, sm off | R-value attic floor (m2·K / W) | 5.18 | 5.18 | 5.18 | 5.18 | 5.18 | 5.18 | 5.18 | 5.18 | 5.18 | 5.18 | 5.18 | 5.18 | 6.5229 | 6.5229 | 6.5229 | 6.5229
Windows - fixed, commercial
typical, lg hotel | U-Factor (W / m2·K) | 5.835 | 5.835 | 5.835 | 3.241 | 3.241 | 3.241 | 5.835 | 3.241 | 3.241 | 3.241 | 3.241 | 3.241 | 3.241 | 3.241 | 3.241 | 2.615
typical, lg hotel | SHGC | 0.251 | 0.251 | 0.251 | 0.252 | 0.252 | 0.252 | 0.39 | 0.385 | 0.385 | 0.385 | 0.385 | 0.385 | 0.385 | 0.385 | 0.487 | 0.296
typical, lg hotel | Visible transmittance | 0.11 | 0.11 | 0.11 | 0.162 | 0.162 | 0.162 | 0.223 | 0.305 | 0.305 | 0.305 | 0.305 | 0.305 | 0.305 | 0.305 | 0.409 | 0.212
Windows - operable, residential
lg hotel | U-Factor (W / m2·K) | 5.835 | 5.835 | 5.835 | 3.241 | 3.241 | 3.241 | 5.835 | 3.241 | 3.241 | 3.241 | 3.241 | 3.241 | 3.241 | 3.241 | 3.241 | 2.615
lg hotel | SHGC | 0.251 | 0.251 | 0.251 | 0.385 | 0.385 | 0.385 | 0.61 | 0.385 | 0.385 | 0.385 | 0.385 | 0.385 | 0.385 | 0.385 | 0.487 | 0.296
lg hotel | Visible transmittance | 0.11 | 0.11 | 0.11 | 0.305 | 0.305 | 0.305 | 0.474 | 0.305 | 0.305 | 0.305 | 0.305 | 0.305 | 0.305 | 0.305 | 0.409 | 0.212
Windows - ??? (why not same as res)
midrise | U-Factor (W / m2·K) | 5.838 | 5.838 | 5.838 | 3.808 | 3.808 | 3.808 | 5.838 | 3.808 | 3.808 | 3.808 | 3.808 | 3.808 | 3.808 | 3.808 | 3.808 | 2.672
midrise | SHGC | 0.251 | 0.251 | 0.251 | 0.389 | 0.389 | 0.389 | 0.61 | 0.389 | 0.389 | 0.389 | 0.389 | 0.389 | 0.389 | 0.389 | 0.49 | 0.296
midrise | Visible transmittance | 0.11 | 0.11 | 0.11 | 0.274 | 0.274 | 0.274 | 0.474 | 0.274 | 0.274 | 0.274 | 0.274 | 0.274 | 0.274 | 0.274 | 0.378 | 0.212
Windows - Partially conditioned
Warehouse | U-Factor (W / m2·K) | 5.835 | 5.835 | 5.835 | 5.835 | 5.835 | 5.835 | 5.835 | 5.835 | 5.835 | 5.835 | 5.835 | 5.835 | 5.835 | 5.835 | 5.835 | 5.835
Warehouse | SHGC | 0.7 | 0.7 | 0.7 | 0.7 | 0.7 | 0.7 | 0.7 | 0.7 | 0.7 | 0.7 | 0.7 | 0.7 | 0.7 | 0.7 | 0.7 | 0.7
Warehouse | Visible transmittance | 0.603 | 0.603 | 0.603 | 0.603 | 0.603 | 0.603 | 0.603 | 0.603 | 0.603 | 0.603 | 0.603 | 0.603 | 0.603 | 0.603 | 0.603 | 0.603
Skylights/TDD
| U-Factor (W / m2·K) | n/a | n/a | n/a | n/a | n/a | n/a | n/a | n/a | n/a | n/a | n/a | n/a | n/a | n/a | n/a | n/a
| SHGC | n/a | n/a | n/a | n/a | n/a | n/a | n/a | n/a | n/a | n/a | n/a | n/a | n/a | n/a | n/a | n/a
| Visible transmittance | n/a | n/a | n/a | n/a | n/a | n/a | n/a | n/a | n/a | n/a | n/a | n/a | n/a | n/a | n/a | n/a
Ground Slab
| Construction | 4 in slab w/carpet | 4 in slab w/carpet | 4 in slab w/carpet | 4 in slab w/carpet | 4 in slab w/carpet | 4 in slab w/carpet | 4 in slab w/carpet | 4 in slab w/carpet | 4 in slab w/carpet | 4 in slab w/carpet | 4 in slab w/carpet | 4 in slab w/carpet | 4 in slab w/carpet | 4 in slab w/carpet | 4 in slab w/carpet | 4 in slab w/carpet
| R-value (m2·K / W) | 0.53706 | 0.53706 | 0.53706 | 0.53706 | 0.53706 | 0.53706 | 0.53706 | 0.53706 | 0.53706 | 0.53706 | 0.53706 | 0.53706 | 0.53706 | 0.53706 | 0.53706 | 0.53706
| Construction | 4 in slab | 4 in slab | 4 in slab | 4 in slab | 4 in slab | 4 in slab | 4 in slab | 4 in slab | 4 in slab | 4 in slab | 4 in slab | 4 in slab | 4 in slab | 4 in slab | 4 in slab | 4 in slab
| R-value (m2·K / W) | 0.32051 | 0.32051 | 0.32051 | 0.32051 | 0.32051 | 0.32051 | 0.32051 | 0.32051 | 0.32051 | 0.32051 | 0.32051 | 0.32051 | 0.32051 | 0.32051 | 0.32051 | 0.32051
outpatient | Construction | 8in slab w/carpet | 8in slab w/carpet | 8in slab w/carpet | 8in slab w/carpet | 8in slab w/carpet | 8in slab w/carpet | 8in slab w/carpet | 8in slab w/carpet | 8in slab w/carpet | 8in slab w/carpet | 8in slab w/carpet | 8in slab w/carpet | 8in slab w/carpet | 8in slab w/carpet | 8in slab w/carpet | 8in slab w/carpet
outpatient | R-value (m2·K / W) | 0.61463 | 0.61463 | 0.61463 | 0.61463 | 0.61463 | 0.61463 | 0.61463 | 0.61463 | 0.61463 | 0.61463 | 0.61463 | 0.61463 | 0.61463 | 0.61463 | 0.61463 | 0.61463
warehouse | Construction | 8 in slab | 8 in slab | 8 in slab | 8 in slab | 8 in slab | 8 in slab | 8 in slab | 8 in slab | 8 in slab | 8 in slab | 8 in slab | 8 in slab | 8 in slab | 8 in slab | 8 in slab | 8 in slab
warehouse | R-value (m2·K / W) | 0.39809 | 0.39809 | 0.39809 | 0.39809 | 0.39809 | 0.39809 | 0.39809 | 0.39809 | 0.39809 | 0.39809 | 0.39809 | 0.39809 | 0.39809 | 0.39809 | 0.39809 | 0.39809
Note on A7: David Goldwasser: Large hotel also has commercial spaces
Note on A8: David Goldwasser: Large hotel also has commercial spaces
Note on A17: David Goldwasser: Large hotel also has commercial spaces
Note on A18: David Goldwasser: Large hotel also has commercial spaces
Note on A44: David Goldwasser: Large hotel also has commercial spaces
Note on A45: David Goldwasser: Large hotel also has commercial spaces
Note on A46: David Goldwasser: Large hotel also has commercial spaces